## srim7Li_Si
1 | 2 | 3 | 4 | 5 | 6 | 7 | 8 | 9 | 10 | 11 | 12 | 13 | 14 | 15 | 16
2 | "SRIMfit"data table | [9 empty] | please fill in |  | from SRIM output
3 | SRIM ver= | SRIM-2013.00 |  | Gas? |  | == Target Composition == |  |  |  |  | please change in |  | for appropriate value/formula
4 | Ion Z= | 3 |  |  | Atom | Atom | Atomic | Mass |  | Multiply Stopping by ; for Stopping Units
5 | Ion A= | 7 | amu |  | Name | Numb | [%] | [%] | unitID | Cnv. Factor |  |  |  | ThisWSname | srim7Li_Si
6 | Target= | Si | short name |  | Si | 14 | 100 | 100 | 1 | 23.211 | eV / Angstrom |  |  | Corded | Ayoshida.RIKEN 2017.11
7 |  | Silicon | [6 empty] | 2 | 232.11 | keV / micron
8 | Trg.Dens= | 2.3212 | g/cm3 | [5 empty] | 3 | 232.11 | MeV / mm
9 |  | 4.977e+22 | atoms/cm3 | [5 empty] | 4 | 1 | keV / (ug/cm2)
10 | BraggCrct= | 0% | [6 empty] | 5 | 1 | MeV / (mg/cm2)
11 |  | row# | SRIM E range | [5 empty] | 6 | 1000 | keV / (mg/cm2)
12 | Emin= | 20 | 0.07 | 10eV/A |  |  |  |  | 7 | 46.637 | eV / (1E15 atoms/cm2)
13 | Emax= | 228 | 7000000 | 1GeV/A |  |  |  |  | 8 | 1.8474 | L.S.S. reduced unit
14 | if Gas; Ptbl = |  | Pa |  |  |  | 100 | 100 | 0 | == 5 : MeV/(mg/cm2)
15 | if Gas; Ttbl = |  | degC
16 |  |  |  |  | SRIM Stopping Power Unit = [MeV/(mg/cm2)]
17 | Ion |  |  | dE/dx Elec | dE/dx Nucl | dE/dx tot | Projected |  |  | Longitudinal |  |  | Lateral
18 | Energy |  | [MeV/u] | [MeV/(mg/cm2)] |  |  | Range |  | [um] | Straggling |  | [um] | Straggling |  | [um]
19
20 | 69.9999 | eV | 1e-05 | 0.02272 | 0.09047 | 0.11319 | 12 | A | 0.0012 | 14 | A | 0.0014 | 11 | A | 0.0011
| 79.9999 | eV | 1.1429e-05 | 0.02428 | 0.09491 | 0.11919 | 13 | A | 0.0013 | 15 | A | 0.0015 | 12 | A | 0.0012
| 89.9999 | eV | 1.2857e-05 | 0.02576 | 0.09888 | 0.12464 | 14 | A | 0.0014 | 16 | A | 0.0016 | 12 | A | 0.0012
| 99.9999 | eV | 1.4286e-05 | 0.02715 | 0.1025 | 0.12965 | 15 | A | 0.0015 | 17 | A | 0.0017 | 13 | A | 0.0013
| 110 | eV | 1.5714e-05 | 0.02848 | 0.1057 | 0.13418 | 16 | A | 0.0016 | 18 | A | 0.0018 | 14 | A | 0.0014
| 120 | eV | 1.7143e-05 | 0.02974 | 0.1087 | 0.13844 | 17 | A | 0.0017 | 19 | A | 0.0019 | 15 | A | 0.0015
| 130 | eV | 1.8571e-05 | 0.03096 | 0.1115 | 0.14246 | 18 | A | 0.0018 | 20 | A | 0.002 | 15 | A | 0.0015
| 139.999 | eV | 2e-05 | 0.03213 | 0.114 | 0.14613 | 19 | A | 0.0019 | 21 | A | 0.0021 | 16 | A | 0.0016
| 149.999 | eV | 2.1428e-05 | 0.03325 | 0.1164 | 0.14965 | 20 | A | 0.002 | 22 | A | 0.0022 | 17 | A | 0.0017
| 159.999 | eV | 2.2857e-05 | 0.03434 | 0.1186 | 0.15294 | 21 | A | 0.0021 | 23 | A | 0.0023 | 17 | A | 0.0017
| 169.999 | eV | 2.4286e-05 | 0.0354 | 0.1207 | 0.1561 | 22 | A | 0.0022 | 24 | A | 0.0024 | 18 | A | 0.0018
| 179.999 | eV | 2.5714e-05 | 0.03643 | 0.1227 | 0.15913 | 23 | A | 0.0023 | 24 | A | 0.0024 | 19 | A | 0.0019
| 199.999 | eV | 2.8571e-05 | 0.0384 | 0.1263 | 0.1647 | 24 | A | 0.0024 | 26 | A | 0.0026 | 20 | A | 0.002
| 224.999 | eV | 3.2143e-05 | 0.04073 | 0.1302 | 0.17093 | 26 | A | 0.0026 | 28 | A | 0.0028 | 21 | A | 0.0021
| 249.999 | eV | 3.5714e-05 | 0.04293 | 0.1337 | 0.17663 | 28 | A | 0.0028 | 30 | A | 0.003 | 23 | A | 0.0023
| 274.999 | eV | 3.9286e-05 | 0.04502 | 0.1368 | 0.18182 | 30 | A | 0.003 | 31 | A | 0.0031 | 24 | A | 0.0024
| 299.999 | eV | 4.2857e-05 | 0.04703 | 0.1396 | 0.18663 | 32 | A | 0.0032 | 33 | A | 0.0033 | 25 | A | 0.0025
| 324.999 | eV | 4.6428e-05 | 0.04895 | 0.1421 | 0.19105 | 34 | A | 0.0034 | 35 | A | 0.0035 | 27 | A | 0.0027
| 349.999 | eV | 5e-05 | 0.05079 | 0.1444 | 0.19519 | 36 | A | 0.0036 | 36 | A | 0.0036 | 28 | A | 0.0028
| 374.999 | eV | 5.3571e-05 | 0.05258 | 0.1464 | 0.19898 | 38 | A | 0.0038 | 38 | A | 0.0038 | 29 | A | 0.0029
| 399.999 | eV | 5.7143e-05 | 0.0543 | 0.1483 | 0.2026 | 40 | A | 0.004 | 40 | A | 0.004 | 30 | A | 0.003
| 449.999 | eV | 6.4286e-05 | 0.0576 | 0.1516 | 0.2092 | 44 | A | 0.0044 | 43 | A | 0.0043 | 33 | A | 0.0033
| 499.999 | eV | 7.1428e-05 | 0.06071 | 0.1545 | 0.21521 | 47 | A | 0.0047 | 46 | A | 0.0046 | 35 | A | 0.0035
| 549.999 | eV | 7.8571e-05 | 0.06367 | 0.1569 | 0.22057 | 51 | A | 0.0051 | 49 | A | 0.0049 | 37 | A | 0.0037
| 599.999 | eV | 8.5714e-05 | 0.06651 | 0.159 | 0.22551 | 54 | A | 0.0054 | 52 | A | 0.0052 | 40 | A | 0.004
| 649.999 | eV | 9.2857e-05 | 0.06922 | 0.1608 | 0.23002 | 58 | A | 0.0058 | 55 | A | 0.0055 | 42 | A | 0.0042
| 699.999 | eV | 0.0001 | 0.07183 | 0.1623 | 0.23413 | 62 | A | 0.0062 | 58 | A | 0.0058 | 44 | A | 0.0044
| 799.999 | eV | 0.00011429 | 0.07679 | 0.1649 | 0.24169 | 68 | A | 0.0068 | 63 | A | 0.0063 | 48 | A | 0.0048
| 899.999 | eV | 0.00012857 | 0.08145 | 0.1669 | 0.24835 | 75 | A | 0.0075 | 69 | A | 0.0069 | 52 | A | 0.0052
| 999.999 | eV | 0.00014286 | 0.08586 | 0.1684 | 0.25426 | 82 | A | 0.0082 | 74 | A | 0.0074 | 56 | A | 0.0056
| 1.1 | keV | 0.00015714 | 0.09005 | 0.1695 | 0.25955 | 89 | A | 0.0089 | 80 | A | 0.008 | 60 | A | 0.006
| 1.2 | keV | 0.00017143 | 0.09405 | 0.1704 | 0.26445 | 96 | A | 0.0096 | 85 | A | 0.0085 | 64 | A | 0.0064
| 1.3 | keV | 0.00018571 | 0.09789 | 0.171 | 0.26889 | 102 | A | 0.0102 | 90 | A | 0.009 | 67 | A | 0.0067
| 1.4 | keV | 0.0002 | 0.1016 | 0.1714 | 0.273 | 109 | A | 0.0109 | 95 | A | 0.0095 | 71 | A | 0.0071
| 1.5 | keV | 0.00021429 | 0.1052 | 0.1716 | 0.2768 | 116 | A | 0.0116 | 100 | A | 0.01 | 75 | A | 0.0075
| 1.6 | keV | 0.00022857 | 0.1086 | 0.1717 | 0.2803 | 123 | A | 0.0123 | 105 | A | 0.0105 | 78 | A | 0.0078
| 1.7 | keV | 0.00024286 | 0.1119 | 0.1717 | 0.2836 | 129 | A | 0.0129 | 110 | A | 0.011 | 82 | A | 0.0082
| 1.8 | keV | 0.00025714 | 0.1152 | 0.1716 | 0.2868 | 136 | A | 0.0136 | 115 | A | 0.0115 | 85 | A | 0.0085
| 2 | keV | 0.00028571 | 0.1214 | 0.1712 | 0.2926 | 149 | A | 0.0149 | 124 | A | 0.0124 | 92 | A | 0.0092
| 2.25 | keV | 0.00032143 | 0.1288 | 0.1703 | 0.2991 | 166 | A | 0.0166 | 135 | A | 0.0135 | 101 | A | 0.0101
| 2.5 | keV | 0.00035714 | 0.1358 | 0.1692 | 0.305 | 183 | A | 0.0183 | 146 | A | 0.0146 | 109 | A | 0.0109
| 2.75 | keV | 0.00039286 | 0.1424 | 0.1679 | 0.3103 | 199 | A | 0.0199 | 157 | A | 0.0157 | 117 | A | 0.0117
| 3 | keV | 0.00042857 | 0.1487 | 0.1664 | 0.3151 | 216 | A | 0.0216 | 168 | A | 0.0168 | 125 | A | 0.0125
| 3.25 | keV | 0.00046429 | 0.1548 | 0.1649 | 0.3197 | 233 | A | 0.0233 | 178 | A | 0.0178 | 133 | A | 0.0133
| 3.5 | keV | 0.0005 | 0.1606 | 0.1633 | 0.3239 | 250 | A | 0.025 | 188 | A | 0.0188 | 141 | A | 0.0141
| 3.75 | keV | 0.00053571 | 0.1663 | 0.1617 | 0.328 | 266 | A | 0.0266 | 198 | A | 0.0198 | 149 | A | 0.0149
| 4 | keV | 0.00057143 | 0.1717 | 0.1601 | 0.3318 | 283 | A | 0.0283 | 208 | A | 0.0208 | 157 | A | 0.0157
| 4.5 | keV | 0.00064286 | 0.1821 | 0.1568 | 0.3389 | 317 | A | 0.0317 | 227 | A | 0.0227 | 172 | A | 0.0172
| 5 | keV | 0.00071429 | 0.192 | 0.1536 | 0.3456 | 351 | A | 0.0351 | 246 | A | 0.0246 | 187 | A | 0.0187
| 5.5 | keV | 0.00078571 | 0.2014 | 0.1504 | 0.3518 | 385 | A | 0.0385 | 264 | A | 0.0264 | 201 | A | 0.0201
| 6 | keV | 0.00085714 | 0.2103 | 0.1473 | 0.3576 | 419 | A | 0.0419 | 282 | A | 0.0282 | 215 | A | 0.0215
| 6.5 | keV | 0.00092857 | 0.2189 | 0.1444 | 0.3633 | 453 | A | 0.0453 | 299 | A | 0.0299 | 229 | A | 0.0229
| 7 | keV | 0.001 | 0.2272 | 0.1415 | 0.3687 | 487 | A | 0.0487 | 316 | A | 0.0316 | 243 | A | 0.0243
| 8 | keV | 0.0011429 | 0.2428 | 0.1361 | 0.3789 | 555 | A | 0.0555 | 348 | A | 0.0348 | 270 | A | 0.027
| 9 | keV | 0.0012857 | 0.2576 | 0.1312 | 0.3888 | 623 | A | 0.0623 | 379 | A | 0.0379 | 296 | A | 0.0296
| 10 | keV | 0.0014286 | 0.2715 | 0.1266 | 0.3981 | 691 | A | 0.0691 | 409 | A | 0.0409 | 322 | A | 0.0322
| 11 | keV | 0.0015714 | 0.2848 | 0.1224 | 0.4072 | 758 | A | 0.0758 | 437 | A | 0.0437 | 346 | A | 0.0346
| 12 | keV | 0.0017143 | 0.2974 | 0.1185 | 0.4159 | 826 | A | 0.0826 | 464 | A | 0.0464 | 370 | A | 0.037
| 13 | keV | 0.0018571 | 0.3096 | 0.1148 | 0.4244 | 893 | A | 0.0893 | 491 | A | 0.0491 | 394 | A | 0.0394
| 14 | keV | 0.002 | 0.3213 | 0.1114 | 0.4327 | 960 | A | 0.096 | 516 | A | 0.0516 | 417 | A | 0.0417
| 15 | keV | 0.0021429 | 0.3332 | 0.1083 | 0.4415 | 1027 | A | 0.1027 | 540 | A | 0.054 | 439 | A | 0.0439
| 16 | keV | 0.0022857 | 0.3447 | 0.1053 | 0.45 | 1093 | A | 0.1093 | 563 | A | 0.0563 | 460 | A | 0.046
| 17 | keV | 0.0024286 | 0.3557 | 0.1025 | 0.4582 | 1159 | A | 0.1159 | 586 | A | 0.0586 | 482 | A | 0.0482
| 18 | keV | 0.0025714 | 0.3663 | 0.09993 | 0.46623 | 1224 | A | 0.1224 | 607 | A | 0.0607 | 502 | A | 0.0502
| 20 | keV | 0.0028571 | 0.3862 | 0.09516 | 0.48136 | 1354 | A | 0.1354 | 648 | A | 0.0648 | 542 | A | 0.0542
| 22.5 | keV | 0.0032143 | 0.4087 | 0.0899 | 0.4986 | 1514 | A | 0.1514 | 696 | A | 0.0696 | 589 | A | 0.0589
| 25 | keV | 0.0035714 | 0.4286 | 0.08528 | 0.51388 | 1673 | A | 0.1673 | 740 | A | 0.074 | 634 | A | 0.0634
| 27.5 | keV | 0.0039286 | 0.4462 | 0.08119 | 0.52739 | 1829 | A | 0.1829 | 782 | A | 0.0782 | 677 | A | 0.0677
| 30 | keV | 0.0042857 | 0.4623 | 0.07754 | 0.53984 | 1985 | A | 0.1985 | 821 | A | 0.0821 | 719 | A | 0.0719
| 32.5 | keV | 0.0046429 | 0.4778 | 0.07425 | 0.55205 | 2139 | A | 0.2139 | 858 | A | 0.0858 | 758 | A | 0.0758
| 35 | keV | 0.005 | 0.4933 | 0.07127 | 0.56457 | 2291 | A | 0.2291 | 893 | A | 0.0893 | 796 | A | 0.0796
| 37.5 | keV | 0.0053571 | 0.5094 | 0.06856 | 0.57796 | 2442 | A | 0.2442 | 926 | A | 0.0926 | 833 | A | 0.0833
| 40 | keV | 0.0057143 | 0.5261 | 0.06608 | 0.59218 | 2591 | A | 0.2591 | 957 | A | 0.0957 | 868 | A | 0.0868
| 45 | keV | 0.0064286 | 0.5605 | 0.06169 | 0.62219 | 2881 | A | 0.2881 | 1015 | A | 0.1015 | 935 | A | 0.0935
| 50 | keV | 0.0071429 | 0.5948 | 0.05793 | 0.65273 | 3162 | A | 0.3162 | 1066 | A | 0.1066 | 997 | A | 0.0997
| 55 | keV | 0.0078571 | 0.6281 | 0.05467 | 0.68277 | 3434 | A | 0.3434 | 1113 | A | 0.1113 | 1054 | A | 0.1054
| 60 | keV | 0.0085714 | 0.6601 | 0.0518 | 0.7119 | 3697 | A | 0.3697 | 1155 | A | 0.1155 | 1107 | A | 0.1107
| 65 | keV | 0.0092857 | 0.6906 | 0.04926 | 0.73986 | 3953 | A | 0.3953 | 1193 | A | 0.1193 | 1157 | A | 0.1157
| 70 | keV | 0.01 | 0.7199 | 0.04699 | 0.76689 | 4201 | A | 0.4201 | 1229 | A | 0.1229 | 1203 | A | 0.1203
| 80 | keV | 0.011429 | 0.7748 | 0.0431 | 0.8179 | 4680 | A | 0.468 | 1291 | A | 0.1291 | 1288 | A | 0.1288
| 90 | keV | 0.012857 | 0.8258 | 0.03987 | 0.86567 | 5136 | A | 0.5136 | 1346 | A | 0.1346 | 1364 | A | 0.1364
| 100 | keV | 0.014286 | 0.8734 | 0.03715 | 0.91055 | 5573 | A | 0.5573 | 1393 | A | 0.1393 | 1433 | A | 0.1433
| 110 | keV | 0.015714 | 0.9181 | 0.03483 | 0.95293 | 5994 | A | 0.5994 | 1435 | A | 0.1435 | 1495 | A | 0.1495
| 120 | keV | 0.017143 | 0.9604 | 0.0328 | 0.9932 | 6400 | A | 0.64 | 1472 | A | 0.1472 | 1552 | A | 0.1552
| 130 | keV | 0.018571 | 1.001 | 0.03103 | 1.032 | 6793 | A | 0.6793 | 1506 | A | 0.1506 | 1605 | A | 0.1605
| 140 | keV | 0.02 | 1.039 | 0.02946 | 1.0685 | 7174 | A | 0.7174 | 1536 | A | 0.1536 | 1654 | A | 0.1654
| 150 | keV | 0.021429 | 1.075 | 0.02806 | 1.1031 | 7545 | A | 0.7545 | 1564 | A | 0.1564 | 1699 | A | 0.1699
| 160 | keV | 0.022857 | 1.11 | 0.0268 | 1.1368 | 7905 | A | 0.7905 | 1590 | A | 0.159 | 1742 | A | 0.1742
| 170 | keV | 0.024286 | 1.144 | 0.02566 | 1.1697 | 8257 | A | 0.8257 | 1613 | A | 0.1613 | 1781 | A | 0.1781
| 180 | keV | 0.025714 | 1.176 | 0.02463 | 1.2006 | 8600 | A | 0.86 | 1635 | A | 0.1635 | 1819 | A | 0.1819
| 200 | keV | 0.028571 | 1.236 | 0.02282 | 1.2588 | 9265 | A | 0.9265 | 1676 | A | 0.1676 | 1888 | A | 0.1888
| 225 | keV | 0.032143 | 1.306 | 0.02093 | 1.3269 | 1.01 | um | 1.01 | 1720 | A | 0.172 | 1965 | A | 0.1965
| 250 | keV | 0.035714 | 1.371 | 0.01936 | 1.3904 | 1.08 | um | 1.08 | 1759 | A | 0.1759 | 2034 | A | 0.2034
| 275 | keV | 0.039286 | 1.43 | 0.01803 | 1.448 | 1.16 | um | 1.16 | 1792 | A | 0.1792 | 2095 | A | 0.2095
| 300 | keV | 0.042857 | 1.485 | 0.01689 | 1.5019 | 1.23 | um | 1.23 | 1822 | A | 0.1822 | 2151 | A | 0.2151
| 325 | keV | 0.046429 | 1.536 | 0.0159 | 1.5519 | 1.29 | um | 1.29 | 1849 | A | 0.1849 | 2203 | A | 0.2203
| 350 | keV | 0.05 | 1.583 | 0.01502 | 1.598 | 1.36 | um | 1.36 | 1874 | A | 0.1874 | 2251 | A | 0.2251
| 375 | keV | 0.053571 | 1.628 | 0.01425 | 1.6422 | 1.43 | um | 1.43 | 1896 | A | 0.1896 | 2295 | A | 0.2295
| 400 | keV | 0.057143 | 1.669 | 0.01356 | 1.6826 | 1.49 | um | 1.49 | 1917 | A | 0.1917 | 2336 | A | 0.2336
| 450 | keV | 0.064286 | 1.745 | 0.01238 | 1.7574 | 1.61 | um | 1.61 | 1957 | A | 0.1957 | 2411 | A | 0.2411
| 500 | keV | 0.071429 | 1.811 | 0.01141 | 1.8224 | 1.73 | um | 1.73 | 1993 | A | 0.1993 | 2479 | A | 0.2479
| 550 | keV | 0.078571 | 1.87 | 0.01059 | 1.8806 | 1.84 | um | 1.84 | 2025 | A | 0.2025 | 2540 | A | 0.254
| 600 | keV | 0.085714 | 1.922 | 0.009887 | 1.9319 | 1.95 | um | 1.95 | 2053 | A | 0.2053 | 2596 | A | 0.2596
| 650 | keV | 0.092857 | 1.968 | 0.00928 | 1.9773 | 2.06 | um | 2.06 | 2080 | A | 0.208 | 2647 | A | 0.2647
| 700 | keV | 0.1 | 2.009 | 0.00875 | 2.0177 | 2.17 | um | 2.17 | 2104 | A | 0.2104 | 2695 | A | 0.2695
| 800 | keV | 0.11429 | 2.077 | 0.007865 | 2.0849 | 2.38 | um | 2.38 | 2157 | A | 0.2157 | 2783 | A | 0.2783
| 900 | keV | 0.12857 | 2.131 | 0.007155 | 2.1382 | 2.58 | um | 2.58 | 2205 | A | 0.2205 | 2862 | A | 0.2862
| 1 | MeV | 0.14286 | 2.172 | 0.006571 | 2.1786 | 2.78 | um | 2.78 | 2248 | A | 0.2248 | 2934 | A | 0.2934
| 1.1 | MeV | 0.15714 | 2.203 | 0.006083 | 2.2091 | 2.97 | um | 2.97 | 2288 | A | 0.2288 | 3000 | A | 0.3
| 1.2 | MeV | 0.17143 | 2.227 | 0.005666 | 2.2327 | 3.16 | um | 3.16 | 2326 | A | 0.2326 | 3063 | A | 0.3063
| 1.3 | MeV | 0.18571 | 2.243 | 0.005308 | 2.2483 | 3.36 | um | 3.36 | 2362 | A | 0.2362 | 3121 | A | 0.3121
| 1.4 | MeV | 0.2 | 2.254 | 0.004995 | 2.259 | 3.55 | um | 3.55 | 2396 | A | 0.2396 | 3177 | A | 0.3177
| 1.5 | MeV | 0.21429 | 2.26 | 0.004719 | 2.2647 | 3.73 | um | 3.73 | 2429 | A | 0.2429 | 3231 | A | 0.3231
| 1.6 | MeV | 0.22857 | 2.262 | 0.004475 | 2.2665 | 3.92 | um | 3.92 | 2461 | A | 0.2461 | 3283 | A | 0.3283
| 1.7 | MeV | 0.24286 | 2.261 | 0.004256 | 2.2653 | 4.11 | um | 4.11 | 2492 | A | 0.2492 | 3333 | A | 0.3333
| 1.8 | MeV | 0.25714 | 2.257 | 0.004059 | 2.2611 | 4.3 | um | 4.3 | 2522 | A | 0.2522 | 3381 | A | 0.3381
| 2 | MeV | 0.28571 | 2.242 | 0.003719 | 2.2457 | 4.68 | um | 4.68 | 2609 | A | 0.2609 | 3475 | A | 0.3475
| 2.25 | MeV | 0.32143 | 2.215 | 0.003372 | 2.2184 | 5.16 | um | 5.16 | 2730 | A | 0.273 | 3588 | A | 0.3588
| 2.5 | MeV | 0.35714 | 2.181 | 0.003087 | 2.1841 | 5.65 | um | 5.65 | 2849 | A | 0.2849 | 3697 | A | 0.3697
| 2.75 | MeV | 0.39286 | 2.143 | 0.00285 | 2.1458 | 6.15 | um | 6.15 | 2965 | A | 0.2965 | 3803 | A | 0.3803
| 3 | MeV | 0.42857 | 2.103 | 0.002649 | 2.1056 | 6.65 | um | 6.65 | 3080 | A | 0.308 | 3908 | A | 0.3908
| 3.25 | MeV | 0.46429 | 2.061 | 0.002476 | 2.0635 | 7.17 | um | 7.17 | 3195 | A | 0.3195 | 4012 | A | 0.4012
| 3.5 | MeV | 0.5 | 2.019 | 0.002325 | 2.0213 | 7.69 | um | 7.69 | 3310 | A | 0.331 | 4116 | A | 0.4116
| 3.75 | MeV | 0.53571 | 1.978 | 0.002193 | 1.9802 | 8.23 | um | 8.23 | 3425 | A | 0.3425 | 4220 | A | 0.422
| 4 | MeV | 0.57143 | 1.936 | 0.002076 | 1.9381 | 8.78 | um | 8.78 | 3541 | A | 0.3541 | 4325 | A | 0.4325
| 4.5 | MeV | 0.64286 | 1.857 | 0.001878 | 1.8589 | 9.91 | um | 9.91 | 3940 | A | 0.394 | 4536 | A | 0.4536
| 5 | MeV | 0.71429 | 1.782 | 0.001717 | 1.7837 | 11.09 | um | 11.09 | 4332 | A | 0.4332 | 4752 | A | 0.4752
| 5.5 | MeV | 0.78571 | 1.712 | 0.001582 | 1.7136 | 12.32 | um | 12.32 | 4720 | A | 0.472 | 4973 | A | 0.4973
| 6 | MeV | 0.85714 | 1.647 | 0.001468 | 1.6485 | 13.61 | um | 13.61 | 5106 | A | 0.5106 | 5201 | A | 0.5201
| 6.5 | MeV | 0.92857 | 1.586 | 0.001371 | 1.5874 | 14.94 | um | 14.94 | 5493 | A | 0.5493 | 5435 | A | 0.5435
| 7 | MeV | 1 | 1.529 | 0.001286 | 1.5303 | 16.32 | um | 16.32 | 5881 | A | 0.5881 | 5677 | A | 0.5677
| 8 | MeV | 1.1429 | 1.428 | 0.001146 | 1.4291 | 19.23 | um | 19.23 | 7271 | A | 0.7271 | 6184 | A | 0.6184
| 9 | MeV | 1.2857 | 1.34 | 0.001035 | 1.341 | 22.34 | um | 22.34 | 8589 | A | 0.8589 | 6722 | A | 0.6722
| 10 | MeV | 1.4286 | 1.262 | 0.0009446 | 1.2629 | 25.64 | um | 25.64 | 9872 | A | 0.9872 | 7292 | A | 0.7292
| 11 | MeV | 1.5714 | 1.194 | 0.0008695 | 1.1949 | 29.15 | um | 29.15 | 1.11 | um | 1.11 | 7895 | A | 0.7895
| 12 | MeV | 1.7143 | 1.133 | 0.000806 | 1.1338 | 32.85 | um | 32.85 | 1.24 | um | 1.24 | 8530 | A | 0.853
| 13 | MeV | 1.8571 | 1.079 | 0.0007517 | 1.0798 | 36.74 | um | 36.74 | 1.37 | um | 1.37 | 9196 | A | 0.9196
| 14 | MeV | 2 | 1.03 | 0.0007046 | 1.0307 | 40.82 | um | 40.82 | 1.49 | um | 1.49 | 9894 | A | 0.9894
| 15 | MeV | 2.1429 | 0.9852 | 0.0006633 | 0.98586 | 45.09 | um | 45.09 | 1.62 | um | 1.62 | 1.06 | um | 1.06
| 16 | MeV | 2.2857 | 0.9404 | 0.0006269 | 0.94103 | 49.57 | um | 49.57 | 1.75 | um | 1.75 | 1.14 | um | 1.14
| 17 | MeV | 2.4286 | 0.8971 | 0.0005944 | 0.89769 | 54.25 | um | 54.25 | 1.88 | um | 1.88 | 1.22 | um | 1.22
| 18 | MeV | 2.5714 | 0.8619 | 0.0005653 | 0.86247 | 59.14 | um | 59.14 | 2.02 | um | 2.02 | 1.3 | um | 1.3
| 20 | MeV | 2.8571 | 0.8001 | 0.0005153 | 0.80062 | 69.51 | um | 69.51 | 2.52 | um | 2.52 | 1.48 | um | 1.48
| 22.5 | MeV | 3.2143 | 0.7356 | 0.0004646 | 0.73606 | 83.54 | um | 83.54 | 3.23 | um | 3.23 | 1.71 | um | 1.71
| 25 | MeV | 3.5714 | 0.6818 | 0.0004233 | 0.68222 | 98.73 | um | 98.73 | 3.91 | um | 3.91 | 1.97 | um | 1.97
| 27.5 | MeV | 3.9286 | 0.6361 | 0.0003891 | 0.63649 | 115.07 | um | 115.07 | 4.57 | um | 4.57 | 2.25 | um | 2.25
| 30 | MeV | 4.2857 | 0.5968 | 0.0003603 | 0.59716 | 132.54 | um | 132.54 | 5.22 | um | 5.22 | 2.54 | um | 2.54
| 32.5 | MeV | 4.6429 | 0.5627 | 0.0003356 | 0.56304 | 151.11 | um | 151.11 | 5.88 | um | 5.88 | 2.85 | um | 2.85
| 35 | MeV | 5 | 0.5326 | 0.0003143 | 0.53291 | 170.76 | um | 170.76 | 6.53 | um | 6.53 | 3.17 | um | 3.17
| 37.5 | MeV | 5.3571 | 0.5059 | 0.0002956 | 0.5062 | 191.49 | um | 191.49 | 7.2 | um | 7.2 | 3.52 | um | 3.52
| 40 | MeV | 5.7143 | 0.4821 | 0.0002791 | 0.48238 | 213.28 | um | 213.28 | 7.87 | um | 7.87 | 3.88 | um | 3.88
| 45 | MeV | 6.4286 | 0.4412 | 0.0002514 | 0.44145 | 259.96 | um | 259.96 | 10.34 | um | 10.34 | 4.65 | um | 4.65
| 50 | MeV | 7.1429 | 0.4073 | 0.0002288 | 0.40753 | 310.74 | um | 310.74 | 12.66 | um | 12.66 | 5.48 | um | 5.48
| 55 | MeV | 7.8571 | 0.3788 | 0.0002102 | 0.37901 | 365.54 | um | 365.54 | 14.92 | um | 14.92 | 6.37 | um | 6.37
| 60 | MeV | 8.5714 | 0.3544 | 0.0001945 | 0.35459 | 424.29 | um | 424.29 | 17.15 | um | 17.15 | 7.32 | um | 7.32
| 65 | MeV | 9.2857 | 0.3332 | 0.000181 | 0.33338 | 486.93 | um | 486.93 | 19.39 | um | 19.39 | 8.32 | um | 8.32
| 70 | MeV | 10 | 0.3147 | 0.0001694 | 0.31487 | 553.39 | um | 553.39 | 21.64 | um | 21.64 | 9.39 | um | 9.39
| 80 | MeV | 11.4286 | 0.2838 | 0.0001503 | 0.28395 | 697.47 | um | 697.47 | 29.89 | um | 29.89 | 11.68 | um | 11.68
| 90 | MeV | 12.8571 | 0.2589 | 0.0001352 | 0.25904 | 856.32 | um | 856.32 | 37.56 | um | 37.56 | 14.2 | um | 14.2
| 100 | MeV | 14.2857 | 0.2384 | 0.000123 | 0.23852 | 1.03 | mm | 1030 | 45.04 | um | 45.04 | 16.92 | um | 16.92
| 110 | MeV | 15.7143 | 0.2213 | 0.0001129 | 0.22141 | 1.22 | mm | 1220 | 52.46 | um | 52.46 | 19.85 | um | 19.85
| 120 | MeV | 17.1429 | 0.2067 | 0.0001044 | 0.2068 | 1.42 | mm | 1420 | 59.91 | um | 59.91 | 22.98 | um | 22.98
| 130 | MeV | 18.5714 | 0.194 | 9.71e-05 | 0.1941 | 1.63 | mm | 1630 | 67.43 | um | 67.43 | 26.31 | um | 26.31
| 140 | MeV | 20 | 0.183 | 9.081e-05 | 0.18309 | 1.86 | mm | 1860 | 75.02 | um | 75.02 | 29.83 | um | 29.83
| 150 | MeV | 21.4286 | 0.1733 | 8.533e-05 | 0.17339 | 2.1 | mm | 2100 | 82.72 | um | 82.72 | 33.54 | um | 33.54
| 160 | MeV | 22.8571 | 0.1647 | 8.049e-05 | 0.16478 | 2.36 | mm | 2360 | 90.52 | um | 90.52 | 37.44 | um | 37.44
| 170 | MeV | 24.2857 | 0.157 | 7.62e-05 | 0.15708 | 2.63 | mm | 2630 | 98.43 | um | 98.43 | 41.52 | um | 41.52
| 180 | MeV | 25.7143 | 0.1501 | 7.236e-05 | 0.15017 | 2.91 | mm | 2910 | 106.45 | um | 106.45 | 45.78 | um | 45.78
| 200 | MeV | 28.5714 | 0.1381 | 6.577e-05 | 0.13817 | 3.5 | mm | 3500 | 136.6 | um | 136.6 | 54.83 | um | 54.83
| 225 | MeV | 32.1429 | 0.1258 | 5.911e-05 | 0.12586 | 4.32 | mm | 4320 | 179.66 | um | 179.66 | 67.13 | um | 67.13
| 250 | MeV | 35.7143 | 0.1158 | 5.372e-05 | 0.11585 | 5.21 | mm | 5210 | 220.32 | um | 220.32 | 80.47 | um | 80.47
| 275 | MeV | 39.2857 | 0.1075 | 4.926e-05 | 0.10755 | 6.18 | mm | 6180 | 260.04 | um | 260.04 | 94.82 | um | 94.82
| 300 | MeV | 42.8571 | 0.1004 | 4.551e-05 | 0.10045 | 7.21 | mm | 7210 | 299.46 | um | 299.46 | 110.16 | um | 110.16
| 325 | MeV | 46.4286 | 0.09428 | 4.232e-05 | 0.094322 | 8.32 | mm | 8320 | 338.9 | um | 338.9 | 126.46 | um | 126.46
| 350 | MeV | 50 | 0.08898 | 3.955e-05 | 0.08902 | 9.5 | mm | 9500 | 378.55 | um | 378.55 | 143.68 | um | 143.68
| 375 | MeV | 53.5714 | 0.08434 | 3.714e-05 | 0.084377 | 10.74 | mm | 10740 | 418.51 | um | 418.51 | 161.82 | um | 161.82
| 400 | MeV | 57.1429 | 0.08023 | 3.502e-05 | 0.080265 | 12.05 | mm | 12050 | 458.84 | um | 458.84 | 180.85 | um | 180.85
| 450 | MeV | 64.2857 | 0.07329 | 3.145e-05 | 0.073321 | 14.86 | mm | 14860 | 609.16 | um | 609.16 | 221.49 | um | 221.49
| 500 | MeV | 71.4286 | 0.06763 | 2.857e-05 | 0.067659 | 17.91 | mm | 17910 | 749.54 | um | 749.54 | 265.43 | um | 265.43
| 550 | MeV | 78.5714 | 0.06292 | 2.618e-05 | 0.062946 | 21.22 | mm | 21220 | 885.59 | um | 885.59 | 312.54 | um | 312.54
| 600 | MeV | 85.7143 | 0.05895 | 2.418e-05 | 0.058974 | 24.75 | mm | 24750 | 1.02 | mm | 1020 | 362.67 | um | 362.67
| 650 | MeV | 92.8571 | 0.05555 | 2.247e-05 | 0.055572 | 28.51 | mm | 28510 | 1.15 | mm | 1150 | 415.7 | um | 415.7
| 700 | MeV | 100 | 0.05261 | 2.1e-05 | 0.052631 | 32.5 | mm | 32500 | 1.29 | mm | 1290 | 471.52 | um | 471.52
| 800 | MeV | 114.2857 | 0.04776 | 1.858e-05 | 0.047779 | 41.09 | mm | 41090 | 1.78 | mm | 1780 | 591.09 | um | 591.09
| 900 | MeV | 128.5714 | 0.04392 | 1.668e-05 | 0.043937 | 50.49 | mm | 50490 | 2.22 | mm | 2220 | 720.56 | um | 720.56
| 1 | GeV | 142.8571 | 0.04082 | 1.514e-05 | 0.040835 | 60.66 | mm | 60660 | 2.66 | mm | 2660 | 859.21 | um | 859.21
| 1.1 | GeV | 157.1429 | 0.03825 | 1.387e-05 | 0.038264 | 71.56 | mm | 71560 | 3.08 | mm | 3080 | 1.01 | mm | 1010
| 1.2 | GeV | 171.4286 | 0.03609 | 1.28e-05 | 0.036103 | 83.15 | mm | 83150 | 3.49 | mm | 3490 | 1.16 | mm | 1160
| 1.3 | GeV | 185.7143 | 0.03425 | 1.189e-05 | 0.034262 | 95.4 | mm | 95400 | 3.91 | mm | 3910 | 1.32 | mm | 1320
| 1.4 | GeV | 200 | 0.03266 | 1.111e-05 | 0.032671 | 108.28 | mm | 108280 | 4.32 | mm | 4320 | 1.49 | mm | 1490
| 1.5 | GeV | 214.2857 | 0.03128 | 1.042e-05 | 0.03129 | 121.75 | mm | 121750 | 4.73 | mm | 4730 | 1.67 | mm | 1670
| 1.6 | GeV | 228.5714 | 0.03006 | 9.822e-06 | 0.03007 | 135.8 | mm | 135800 | 5.14 | mm | 5140 | 1.85 | mm | 1850
| 1.7 | GeV | 242.8571 | 0.02899 | 9.288e-06 | 0.028999 | 150.38 | mm | 150380 | 5.55 | mm | 5550 | 2.04 | mm | 2040
| 1.8 | GeV | 257.1429 | 0.02803 | 8.812e-06 | 0.028039 | 165.49 | mm | 165490 | 5.95 | mm | 5950 | 2.23 | mm | 2230
| 2 | GeV | 285.7143 | 0.02639 | 7.995e-06 | 0.026398 | 197.17 | mm | 197170 | 7.47 | mm | 7470 | 2.63 | mm | 2630
| 2.25 | GeV | 321.4286 | 0.02475 | 7.171e-06 | 0.024757 | 239.31 | mm | 239310 | 9.58 | mm | 9580 | 3.15 | mm | 3150
| 2.5 | GeV | 357.1429 | 0.02343 | 6.506e-06 | 0.023437 | 284.02 | mm | 284020 | 11.5 | mm | 11500 | 3.69 | mm | 3690
| 2.75 | GeV | 392.8571 | 0.02236 | 5.957e-06 | 0.022366 | 331.06 | mm | 331060 | 13.31 | mm | 13310 | 4.26 | mm | 4260
| 3 | GeV | 428.5714 | 0.02147 | 5.496e-06 | 0.021475 | 380.2 | mm | 380200 | 15.03 | mm | 15030 | 4.83 | mm | 4830
| 3.25 | GeV | 464.2857 | 0.02072 | 5.104e-06 | 0.020725 | 431.24 | mm | 431240 | 16.7 | mm | 16700 | 5.42 | mm | 5420
| 3.5 | GeV | 500 | 0.02009 | 4.765e-06 | 0.020095 | 484.01 | mm | 484010 | 18.32 | mm | 18320 | 6.02 | mm | 6020
| 3.75 | GeV | 535.7143 | 0.01954 | 4.47e-06 | 0.019544 | 538.36 | mm | 538360 | 19.89 | mm | 19890 | 6.63 | mm | 6630
| 4 | GeV | 571.4286 | 0.01907 | 4.211e-06 | 0.019074 | 594.15 | mm | 594150 | 21.42 | mm | 21420 | 7.25 | mm | 7250
| 4.5 | GeV | 642.8571 | 0.01829 | 3.775e-06 | 0.018294 | 709.48 | mm | 709480 | 26.97 | mm | 26970 | 8.5 | mm | 8500
| 5 | GeV | 714.2857 | 0.01768 | 3.424e-06 | 0.017683 | 829.24 | mm | 829240 | 31.89 | mm | 31890 | 9.75 | mm | 9750
| 5.5 | GeV | 785.7143 | 0.0172 | 3.134e-06 | 0.017203 | 952.71 | mm | 952710 | 36.4 | mm | 36400 | 11.02 | mm | 11020
| 6 | GeV | 857.1429 | 0.01682 | 2.89e-06 | 0.016823 | 1.08 | m | 1080000 | 40.61 | mm | 40610 | 12.28 | mm | 12280
| 6.5 | GeV | 928.5714 | 0.0165 | 2.683e-06 | 0.016503 | 1.21 | m | 1210000 | 44.57 | mm | 44570 | 13.54 | mm | 13540
228 | 7 | GeV | 1000 | 0.01624 | 2.504e-06 | 0.016243 | 1.34 | m | 1340000 | 48.34 | mm | 48340 | 14.78 | mm | 14780

## srim7Li_Al
1 | 2 | 3 | 4 | 5 | 6 | 7 | 8 | 9 | 10 | 11 | 12 | 13 | 14 | 15 | 16
2 | "SRIMfit"data table | [9 empty] | please fill in |  | from SRIM output
3 | SRIM ver= | SRIM-2013.00 |  | Gas? |  | == Target Composition == |  |  |  |  | please change in |  | for appropriate value/formula
4 | Ion Z= | 3 |  |  | Atom | Atom | Atomic | Mass |  | Multiply Stopping by ; for Stopping Units
5 | Ion A= | 7 | amu |  | Name | Numb | [%] | [%] | unitID | Cnv. Factor |  |  |  | ThisWSname | srim7Li_Al
6 | Target= | Al | short name |  | Al | 13 | 100 | 100 | 1 | 27.019 | eV / Angstrom |  |  | Corded | Ayoshida.RIKEN 2017.11
7 |  | Aluminum | [6 empty] | 2 | 270.19 | keV / micron
8 | Trg.Dens= | 2.702 | g/cm3 | [5 empty] | 3 | 270.19 | MeV / mm
9 |  | 6.0305e+22 | atoms/cm3 | [5 empty] | 4 | 1 | keV / (ug/cm2)
10 | BraggCrct= | 0% | [6 empty] | 5 | 1 | MeV / (mg/cm2)
11 |  | row# | SRIM E range | [5 empty] | 6 | 1000 | keV / (mg/cm2)
12 | Emin= | 20 | 0.07 | 10eV/A |  |  |  |  | 7 | 44.804 | eV / (1E15 atoms/cm2)
13 | Emax= | 228 | 7000000 | 1GeV/A |  |  |  |  | 8 | 1.8181 | L.S.S. reduced unit
14 | if Gas; Ptbl = |  | Pa |  |  |  | 100 | 100 | 0 | == 5 : MeV/(mg/cm2)
15 | if Gas; Ttbl = |  | degC
16 |  |  |  |  | SRIM Stopping Power Unit = [MeV/(mg/cm2)]
17 | Ion |  |  | dE/dx Elec | dE/dx Nucl | dE/dx tot | Projected |  |  | Longitudinal |  |  | Lateral
18 | Energy |  | [MeV/u] | [MeV/(mg/cm2)] |  |  | Range |  | [um] | Straggling |  | [um] | Straggling |  | [um]
19
20 | 69.9999 | eV | 1e-05 | 0.02263 | 0.09373 | 0.11636 | 11 | A | 0.0011 | 12 | A | 0.0012 | 9 | A | 0.0009
| 79.9999 | eV | 1.1429e-05 | 0.02419 | 0.09824 | 0.12243 | 11 | A | 0.0011 | 13 | A | 0.0013 | 10 | A | 0.001
| 89.9999 | eV | 1.2857e-05 | 0.02566 | 0.1023 | 0.12796 | 12 | A | 0.0012 | 14 | A | 0.0014 | 10 | A | 0.001
| 99.9999 | eV | 1.4286e-05 | 0.02704 | 0.1059 | 0.13294 | 13 | A | 0.0013 | 15 | A | 0.0015 | 11 | A | 0.0011
| 110 | eV | 1.5714e-05 | 0.02837 | 0.1092 | 0.13757 | 14 | A | 0.0014 | 15 | A | 0.0015 | 12 | A | 0.0012
| 120 | eV | 1.7143e-05 | 0.02963 | 0.1122 | 0.14183 | 15 | A | 0.0015 | 16 | A | 0.0016 | 12 | A | 0.0012
| 130 | eV | 1.8571e-05 | 0.03084 | 0.115 | 0.14584 | 16 | A | 0.0016 | 17 | A | 0.0017 | 13 | A | 0.0013
| 139.999 | eV | 2e-05 | 0.032 | 0.1176 | 0.1496 | 16 | A | 0.0016 | 18 | A | 0.0018 | 13 | A | 0.0013
| 149.999 | eV | 2.1428e-05 | 0.03312 | 0.12 | 0.15312 | 17 | A | 0.0017 | 18 | A | 0.0018 | 14 | A | 0.0014
| 159.999 | eV | 2.2857e-05 | 0.03421 | 0.1222 | 0.15641 | 18 | A | 0.0018 | 19 | A | 0.0019 | 15 | A | 0.0015
| 169.999 | eV | 2.4286e-05 | 0.03526 | 0.1243 | 0.15956 | 19 | A | 0.0019 | 20 | A | 0.002 | 15 | A | 0.0015
| 179.999 | eV | 2.5714e-05 | 0.03628 | 0.1263 | 0.16258 | 19 | A | 0.0019 | 20 | A | 0.002 | 16 | A | 0.0016
| 199.999 | eV | 2.8571e-05 | 0.03825 | 0.1299 | 0.16815 | 21 | A | 0.0021 | 22 | A | 0.0022 | 17 | A | 0.0017
| 224.999 | eV | 3.2143e-05 | 0.04057 | 0.1338 | 0.17437 | 23 | A | 0.0023 | 23 | A | 0.0023 | 18 | A | 0.0018
| 249.999 | eV | 3.5714e-05 | 0.04276 | 0.1373 | 0.18006 | 24 | A | 0.0024 | 25 | A | 0.0025 | 19 | A | 0.0019
| 274.999 | eV | 3.9286e-05 | 0.04485 | 0.1404 | 0.18525 | 26 | A | 0.0026 | 26 | A | 0.0026 | 20 | A | 0.002
| 299.999 | eV | 4.2857e-05 | 0.04684 | 0.1431 | 0.18994 | 28 | A | 0.0028 | 28 | A | 0.0028 | 21 | A | 0.0021
| 324.999 | eV | 4.6428e-05 | 0.04876 | 0.1456 | 0.19436 | 30 | A | 0.003 | 29 | A | 0.0029 | 22 | A | 0.0022
| 349.999 | eV | 5e-05 | 0.0506 | 0.1478 | 0.1984 | 31 | A | 0.0031 | 31 | A | 0.0031 | 24 | A | 0.0024
| 374.999 | eV | 5.3571e-05 | 0.05237 | 0.1498 | 0.20217 | 33 | A | 0.0033 | 32 | A | 0.0032 | 25 | A | 0.0025
| 399.999 | eV | 5.7143e-05 | 0.05409 | 0.1517 | 0.20579 | 34 | A | 0.0034 | 34 | A | 0.0034 | 26 | A | 0.0026
| 449.999 | eV | 6.4286e-05 | 0.05737 | 0.1549 | 0.21227 | 38 | A | 0.0038 | 36 | A | 0.0036 | 28 | A | 0.0028
| 499.999 | eV | 7.1428e-05 | 0.06047 | 0.1576 | 0.21807 | 41 | A | 0.0041 | 39 | A | 0.0039 | 30 | A | 0.003
| 549.999 | eV | 7.8571e-05 | 0.06343 | 0.16 | 0.22343 | 44 | A | 0.0044 | 41 | A | 0.0041 | 32 | A | 0.0032
| 599.999 | eV | 8.5714e-05 | 0.06625 | 0.162 | 0.22825 | 47 | A | 0.0047 | 44 | A | 0.0044 | 34 | A | 0.0034
| 649.999 | eV | 9.2857e-05 | 0.06895 | 0.1637 | 0.23265 | 50 | A | 0.005 | 46 | A | 0.0046 | 35 | A | 0.0035
| 699.999 | eV | 0.0001 | 0.07155 | 0.1651 | 0.23665 | 53 | A | 0.0053 | 49 | A | 0.0049 | 37 | A | 0.0037
| 799.999 | eV | 0.00011429 | 0.07649 | 0.1675 | 0.24399 | 59 | A | 0.0059 | 54 | A | 0.0054 | 41 | A | 0.0041
| 899.999 | eV | 0.00012857 | 0.08113 | 0.1693 | 0.25043 | 65 | A | 0.0065 | 58 | A | 0.0058 | 44 | A | 0.0044
| 999.999 | eV | 0.00014286 | 0.08552 | 0.1706 | 0.25612 | 71 | A | 0.0071 | 63 | A | 0.0063 | 48 | A | 0.0048
| 1.1 | keV | 0.00015714 | 0.0897 | 0.1716 | 0.2613 | 77 | A | 0.0077 | 68 | A | 0.0068 | 51 | A | 0.0051
| 1.2 | keV | 0.00017143 | 0.09369 | 0.1723 | 0.26599 | 83 | A | 0.0083 | 72 | A | 0.0072 | 54 | A | 0.0054
| 1.3 | keV | 0.00018571 | 0.09751 | 0.1727 | 0.27021 | 89 | A | 0.0089 | 77 | A | 0.0077 | 57 | A | 0.0057
| 1.4 | keV | 0.0002 | 0.1012 | 0.173 | 0.2742 | 95 | A | 0.0095 | 81 | A | 0.0081 | 60 | A | 0.006
| 1.5 | keV | 0.00021429 | 0.1047 | 0.1731 | 0.2778 | 101 | A | 0.0101 | 85 | A | 0.0085 | 63 | A | 0.0063
| 1.6 | keV | 0.00022857 | 0.1082 | 0.1731 | 0.2813 | 107 | A | 0.0107 | 90 | A | 0.009 | 66 | A | 0.0066
| 1.7 | keV | 0.00024286 | 0.1115 | 0.1729 | 0.2844 | 113 | A | 0.0113 | 94 | A | 0.0094 | 69 | A | 0.0069
| 1.8 | keV | 0.00025714 | 0.1147 | 0.1727 | 0.2874 | 119 | A | 0.0119 | 98 | A | 0.0098 | 72 | A | 0.0072
| 2 | keV | 0.00028571 | 0.1209 | 0.172 | 0.2929 | 130 | A | 0.013 | 106 | A | 0.0106 | 79 | A | 0.0079
| 2.25 | keV | 0.00032143 | 0.1283 | 0.1709 | 0.2992 | 145 | A | 0.0145 | 115 | A | 0.0115 | 86 | A | 0.0086
| 2.5 | keV | 0.00035714 | 0.1352 | 0.1695 | 0.3047 | 160 | A | 0.016 | 125 | A | 0.0125 | 93 | A | 0.0093
| 2.75 | keV | 0.00039286 | 0.1418 | 0.168 | 0.3098 | 175 | A | 0.0175 | 134 | A | 0.0134 | 100 | A | 0.01
| 3 | keV | 0.00042857 | 0.1481 | 0.1663 | 0.3144 | 189 | A | 0.0189 | 143 | A | 0.0143 | 107 | A | 0.0107
| 3.25 | keV | 0.00046429 | 0.1542 | 0.1646 | 0.3188 | 204 | A | 0.0204 | 152 | A | 0.0152 | 114 | A | 0.0114
| 3.5 | keV | 0.0005 | 0.16 | 0.1628 | 0.3228 | 219 | A | 0.0219 | 161 | A | 0.0161 | 121 | A | 0.0121
| 3.75 | keV | 0.00053571 | 0.1656 | 0.161 | 0.3266 | 234 | A | 0.0234 | 170 | A | 0.017 | 128 | A | 0.0128
| 4 | keV | 0.00057143 | 0.171 | 0.1593 | 0.3303 | 249 | A | 0.0249 | 178 | A | 0.0178 | 134 | A | 0.0134
| 4.5 | keV | 0.00064286 | 0.1814 | 0.1557 | 0.3371 | 278 | A | 0.0278 | 195 | A | 0.0195 | 147 | A | 0.0147
| 5 | keV | 0.00071429 | 0.1912 | 0.1523 | 0.3435 | 308 | A | 0.0308 | 211 | A | 0.0211 | 160 | A | 0.016
| 5.5 | keV | 0.00078571 | 0.2006 | 0.1489 | 0.3495 | 338 | A | 0.0338 | 226 | A | 0.0226 | 173 | A | 0.0173
| 6 | keV | 0.00085714 | 0.2095 | 0.1457 | 0.3552 | 368 | A | 0.0368 | 242 | A | 0.0242 | 185 | A | 0.0185
| 6.5 | keV | 0.00092857 | 0.218 | 0.1426 | 0.3606 | 398 | A | 0.0398 | 256 | A | 0.0256 | 197 | A | 0.0197
| 7 | keV | 0.001 | 0.2263 | 0.1396 | 0.3659 | 428 | A | 0.0428 | 271 | A | 0.0271 | 209 | A | 0.0209
| 8 | keV | 0.0011429 | 0.2419 | 0.134 | 0.3759 | 489 | A | 0.0489 | 299 | A | 0.0299 | 232 | A | 0.0232
| 9 | keV | 0.0012857 | 0.2566 | 0.1289 | 0.3855 | 549 | A | 0.0549 | 325 | A | 0.0325 | 255 | A | 0.0255
| 10 | keV | 0.0014286 | 0.2704 | 0.1242 | 0.3946 | 609 | A | 0.0609 | 350 | A | 0.035 | 277 | A | 0.0277
| 11 | keV | 0.0015714 | 0.2837 | 0.1199 | 0.4036 | 669 | A | 0.0669 | 375 | A | 0.0375 | 298 | A | 0.0298
| 12 | keV | 0.0017143 | 0.2963 | 0.1159 | 0.4122 | 729 | A | 0.0729 | 398 | A | 0.0398 | 319 | A | 0.0319
| 13 | keV | 0.0018571 | 0.3084 | 0.1122 | 0.4206 | 788 | A | 0.0788 | 420 | A | 0.042 | 339 | A | 0.0339
| 14 | keV | 0.002 | 0.32 | 0.1088 | 0.4288 | 847 | A | 0.0847 | 442 | A | 0.0442 | 358 | A | 0.0358
| 15 | keV | 0.0021429 | 0.3311 | 0.1056 | 0.4367 | 906 | A | 0.0906 | 462 | A | 0.0462 | 378 | A | 0.0378
| 16 | keV | 0.0022857 | 0.3417 | 0.1026 | 0.4443 | 965 | A | 0.0965 | 482 | A | 0.0482 | 396 | A | 0.0396
| 17 | keV | 0.0024286 | 0.3521 | 0.09986 | 0.45196 | 1023 | A | 0.1023 | 501 | A | 0.0501 | 414 | A | 0.0414
| 18 | keV | 0.0025714 | 0.3622 | 0.09725 | 0.45945 | 1081 | A | 0.1081 | 520 | A | 0.052 | 432 | A | 0.0432
| 20 | keV | 0.0028571 | 0.3814 | 0.09249 | 0.47389 | 1196 | A | 0.1196 | 555 | A | 0.0555 | 467 | A | 0.0467
| 22.5 | keV | 0.0032143 | 0.4042 | 0.08725 | 0.49145 | 1338 | A | 0.1338 | 595 | A | 0.0595 | 508 | A | 0.0508
| 25 | keV | 0.0035714 | 0.4257 | 0.08267 | 0.50837 | 1478 | A | 0.1478 | 633 | A | 0.0633 | 546 | A | 0.0546
| 27.5 | keV | 0.0039286 | 0.4462 | 0.07862 | 0.52482 | 1615 | A | 0.1615 | 668 | A | 0.0668 | 583 | A | 0.0583
| 30 | keV | 0.0042857 | 0.4657 | 0.07501 | 0.54071 | 1751 | A | 0.1751 | 701 | A | 0.0701 | 618 | A | 0.0618
| 32.5 | keV | 0.0046429 | 0.4844 | 0.07176 | 0.55616 | 1884 | A | 0.1884 | 731 | A | 0.0731 | 652 | A | 0.0652
| 35 | keV | 0.005 | 0.5024 | 0.06883 | 0.57123 | 2015 | A | 0.2015 | 760 | A | 0.076 | 684 | A | 0.0684
| 37.5 | keV | 0.0053571 | 0.5197 | 0.06617 | 0.58587 | 2145 | A | 0.2145 | 787 | A | 0.0787 | 714 | A | 0.0714
| 40 | keV | 0.0057143 | 0.5364 | 0.06373 | 0.60013 | 2272 | A | 0.2272 | 812 | A | 0.0812 | 744 | A | 0.0744
| 45 | keV | 0.0064286 | 0.5684 | 0.05944 | 0.62784 | 2522 | A | 0.2522 | 859 | A | 0.0859 | 799 | A | 0.0799
| 50 | keV | 0.0071429 | 0.5985 | 0.05576 | 0.65426 | 2764 | A | 0.2764 | 901 | A | 0.0901 | 851 | A | 0.0851
| 55 | keV | 0.0078571 | 0.6271 | 0.05257 | 0.67967 | 3001 | A | 0.3001 | 940 | A | 0.094 | 898 | A | 0.0898
| 60 | keV | 0.0085714 | 0.6544 | 0.04978 | 0.70418 | 3231 | A | 0.3231 | 975 | A | 0.0975 | 943 | A | 0.0943
| 65 | keV | 0.0092857 | 0.6806 | 0.04731 | 0.72791 | 3456 | A | 0.3456 | 1007 | A | 0.1007 | 985 | A | 0.0985
| 70 | keV | 0.01 | 0.7056 | 0.0451 | 0.7507 | 3676 | A | 0.3676 | 1036 | A | 0.1036 | 1025 | A | 0.1025
| 80 | keV | 0.011429 | 0.7531 | 0.04132 | 0.79442 | 4101 | A | 0.4101 | 1090 | A | 0.109 | 1097 | A | 0.1097
| 90 | keV | 0.012857 | 0.7974 | 0.0382 | 0.8356 | 4509 | A | 0.4509 | 1136 | A | 0.1136 | 1163 | A | 0.1163
| 100 | keV | 0.014286 | 0.8391 | 0.03557 | 0.87467 | 4902 | A | 0.4902 | 1177 | A | 0.1177 | 1222 | A | 0.1222
| 110 | keV | 0.015714 | 0.8785 | 0.03332 | 0.91182 | 5281 | A | 0.5281 | 1213 | A | 0.1213 | 1276 | A | 0.1276
| 120 | keV | 0.017143 | 0.9159 | 0.03137 | 0.94727 | 5648 | A | 0.5648 | 1246 | A | 0.1246 | 1327 | A | 0.1327
| 130 | keV | 0.018571 | 0.9516 | 0.02966 | 0.98126 | 6004 | A | 0.6004 | 1276 | A | 0.1276 | 1373 | A | 0.1373
| 140 | keV | 0.02 | 0.9856 | 0.02815 | 1.0137 | 6350 | A | 0.635 | 1303 | A | 0.1303 | 1416 | A | 0.1416
| 150 | keV | 0.021429 | 1.018 | 0.0268 | 1.0448 | 6687 | A | 0.6687 | 1327 | A | 0.1327 | 1456 | A | 0.1456
| 160 | keV | 0.022857 | 1.049 | 0.02559 | 1.0746 | 7016 | A | 0.7016 | 1350 | A | 0.135 | 1494 | A | 0.1494
| 170 | keV | 0.024286 | 1.079 | 0.02449 | 1.1035 | 7336 | A | 0.7336 | 1371 | A | 0.1371 | 1530 | A | 0.153
| 180 | keV | 0.025714 | 1.108 | 0.0235 | 1.1315 | 7650 | A | 0.765 | 1390 | A | 0.139 | 1563 | A | 0.1563
| 200 | keV | 0.028571 | 1.163 | 0.02176 | 1.1848 | 8258 | A | 0.8258 | 1427 | A | 0.1427 | 1625 | A | 0.1625
| 225 | keV | 0.032143 | 1.225 | 0.01994 | 1.2449 | 8987 | A | 0.8987 | 1467 | A | 0.1467 | 1695 | A | 0.1695
| 250 | keV | 0.035714 | 1.283 | 0.01844 | 1.3014 | 9685 | A | 0.9685 | 1502 | A | 0.1502 | 1757 | A | 0.1757
| 275 | keV | 0.039286 | 1.335 | 0.01717 | 1.3522 | 1.04 | um | 1.04 | 1533 | A | 0.1533 | 1813 | A | 0.1813
| 300 | keV | 0.042857 | 1.384 | 0.01607 | 1.4001 | 1.1 | um | 1.1 | 1560 | A | 0.156 | 1864 | A | 0.1864
| 325 | keV | 0.046429 | 1.428 | 0.01512 | 1.4431 | 1.16 | um | 1.16 | 1585 | A | 0.1585 | 1912 | A | 0.1912
| 350 | keV | 0.05 | 1.469 | 0.01429 | 1.4833 | 1.23 | um | 1.23 | 1608 | A | 0.1608 | 1955 | A | 0.1955
| 375 | keV | 0.053571 | 1.507 | 0.01355 | 1.5205 | 1.29 | um | 1.29 | 1628 | A | 0.1628 | 1996 | A | 0.1996
| 400 | keV | 0.057143 | 1.542 | 0.01289 | 1.5549 | 1.34 | um | 1.34 | 1648 | A | 0.1648 | 2034 | A | 0.2034
| 450 | keV | 0.064286 | 1.603 | 0.01177 | 1.6148 | 1.46 | um | 1.46 | 1686 | A | 0.1686 | 2104 | A | 0.2104
| 500 | keV | 0.071429 | 1.657 | 0.01084 | 1.6678 | 1.57 | um | 1.57 | 1720 | A | 0.172 | 2167 | A | 0.2167
| 550 | keV | 0.078571 | 1.703 | 0.01005 | 1.713 | 1.68 | um | 1.68 | 1750 | A | 0.175 | 2225 | A | 0.2225
| 600 | keV | 0.085714 | 1.743 | 0.009385 | 1.7524 | 1.78 | um | 1.78 | 1778 | A | 0.1778 | 2278 | A | 0.2278
| 650 | keV | 0.092857 | 1.778 | 0.008807 | 1.7868 | 1.89 | um | 1.89 | 1804 | A | 0.1804 | 2327 | A | 0.2327
| 700 | keV | 0.1 | 1.809 | 0.008301 | 1.8173 | 1.99 | um | 1.99 | 1828 | A | 0.1828 | 2374 | A | 0.2374
| 800 | keV | 0.11429 | 1.861 | 0.007459 | 1.8685 | 2.19 | um | 2.19 | 1881 | A | 0.1881 | 2458 | A | 0.2458
| 900 | keV | 0.12857 | 1.903 | 0.006783 | 1.9098 | 2.38 | um | 2.38 | 1929 | A | 0.1929 | 2535 | A | 0.2535
| 1 | MeV | 0.14286 | 1.937 | 0.006228 | 1.9432 | 2.57 | um | 2.57 | 1974 | A | 0.1974 | 2606 | A | 0.2606
| 1.1 | MeV | 0.15714 | 1.965 | 0.005763 | 1.9708 | 2.76 | um | 2.76 | 2015 | A | 0.2015 | 2671 | A | 0.2671
| 1.2 | MeV | 0.17143 | 1.988 | 0.005368 | 1.9934 | 2.94 | um | 2.94 | 2053 | A | 0.2053 | 2732 | A | 0.2732
| 1.3 | MeV | 0.18571 | 2.006 | 0.005027 | 2.011 | 3.13 | um | 3.13 | 2089 | A | 0.2089 | 2791 | A | 0.2791
| 1.4 | MeV | 0.2 | 2.02 | 0.00473 | 2.0247 | 3.31 | um | 3.31 | 2124 | A | 0.2124 | 2846 | A | 0.2846
| 1.5 | MeV | 0.21429 | 2.031 | 0.004468 | 2.0355 | 3.49 | um | 3.49 | 2157 | A | 0.2157 | 2899 | A | 0.2899
| 1.6 | MeV | 0.22857 | 2.039 | 0.004236 | 2.0432 | 3.67 | um | 3.67 | 2189 | A | 0.2189 | 2950 | A | 0.295
| 1.7 | MeV | 0.24286 | 2.045 | 0.004029 | 2.049 | 3.85 | um | 3.85 | 2220 | A | 0.222 | 2999 | A | 0.2999
| 1.8 | MeV | 0.25714 | 2.048 | 0.003842 | 2.0518 | 4.03 | um | 4.03 | 2250 | A | 0.225 | 3046 | A | 0.3046
| 2 | MeV | 0.28571 | 2.048 | 0.003519 | 2.0515 | 4.39 | um | 4.39 | 2335 | A | 0.2335 | 3138 | A | 0.3138
| 2.25 | MeV | 0.32143 | 2.04 | 0.003189 | 2.0432 | 4.84 | um | 4.84 | 2454 | A | 0.2454 | 3246 | A | 0.3246
| 2.5 | MeV | 0.35714 | 2.025 | 0.00292 | 2.0279 | 5.29 | um | 5.29 | 2567 | A | 0.2567 | 3350 | A | 0.335
| 2.75 | MeV | 0.39286 | 2.004 | 0.002695 | 2.0067 | 5.75 | um | 5.75 | 2676 | A | 0.2676 | 3451 | A | 0.3451
| 3 | MeV | 0.42857 | 1.979 | 0.002504 | 1.9815 | 6.21 | um | 6.21 | 2783 | A | 0.2783 | 3549 | A | 0.3549
| 3.25 | MeV | 0.46429 | 1.952 | 0.00234 | 1.9543 | 6.68 | um | 6.68 | 2888 | A | 0.2888 | 3645 | A | 0.3645
| 3.5 | MeV | 0.5 | 1.923 | 0.002198 | 1.9252 | 7.16 | um | 7.16 | 2992 | A | 0.2992 | 3740 | A | 0.374
| 3.75 | MeV | 0.53571 | 1.892 | 0.002073 | 1.8941 | 7.64 | um | 7.64 | 3095 | A | 0.3095 | 3834 | A | 0.3834
| 4 | MeV | 0.57143 | 1.861 | 0.001962 | 1.863 | 8.13 | um | 8.13 | 3197 | A | 0.3197 | 3928 | A | 0.3928
| 4.5 | MeV | 0.64286 | 1.798 | 0.001774 | 1.7998 | 9.14 | um | 9.14 | 3548 | A | 0.3548 | 4116 | A | 0.4116
| 5 | MeV | 0.71429 | 1.736 | 0.001621 | 1.7376 | 10.19 | um | 10.19 | 3888 | A | 0.3888 | 4305 | A | 0.4305
| 5.5 | MeV | 0.78571 | 1.676 | 0.001494 | 1.6775 | 11.27 | um | 11.27 | 4222 | A | 0.4222 | 4497 | A | 0.4497
| 6 | MeV | 0.85714 | 1.618 | 0.001387 | 1.6194 | 12.39 | um | 12.39 | 4554 | A | 0.4554 | 4692 | A | 0.4692
| 6.5 | MeV | 0.92857 | 1.563 | 0.001294 | 1.5643 | 13.55 | um | 13.55 | 4884 | A | 0.4884 | 4891 | A | 0.4891
| 7 | MeV | 1 | 1.51 | 0.001214 | 1.5112 | 14.75 | um | 14.75 | 5214 | A | 0.5214 | 5095 | A | 0.5095
| 8 | MeV | 1.1429 | 1.414 | 0.001082 | 1.4151 | 17.28 | um | 17.28 | 6400 | A | 0.64 | 5519 | A | 0.5519
| 9 | MeV | 1.2857 | 1.328 | 0.0009767 | 1.329 | 19.98 | um | 19.98 | 7525 | A | 0.7525 | 5965 | A | 0.5965
| 10 | MeV | 1.4286 | 1.251 | 0.0008913 | 1.2519 | 22.85 | um | 22.85 | 8623 | A | 0.8623 | 6436 | A | 0.6436
| 11 | MeV | 1.5714 | 1.182 | 0.0008203 | 1.1828 | 25.89 | um | 25.89 | 9711 | A | 0.9711 | 6933 | A | 0.6933
| 12 | MeV | 1.7143 | 1.12 | 0.0007604 | 1.1208 | 29.1 | um | 29.1 | 1.08 | um | 1.08 | 7456 | A | 0.7456
| 13 | MeV | 1.8571 | 1.065 | 0.000709 | 1.0657 | 32.48 | um | 32.48 | 1.19 | um | 1.19 | 8006 | A | 0.8006
| 14 | MeV | 2 | 1.014 | 0.0006645 | 1.0147 | 36.04 | um | 36.04 | 1.3 | um | 1.3 | 8583 | A | 0.8583
| 15 | MeV | 2.1429 | 0.97 | 0.0006256 | 0.97063 | 39.77 | um | 39.77 | 1.41 | um | 1.41 | 9186 | A | 0.9186
| 16 | MeV | 2.2857 | 0.9257 | 0.0005911 | 0.92629 | 43.67 | um | 43.67 | 1.52 | um | 1.52 | 9817 | A | 0.9817
| 17 | MeV | 2.4286 | 0.8828 | 0.0005605 | 0.88336 | 47.76 | um | 47.76 | 1.64 | um | 1.64 | 1.05 | um | 1.05
| 18 | MeV | 2.5714 | 0.8477 | 0.000533 | 0.84823 | 52.03 | um | 52.03 | 1.76 | um | 1.76 | 1.12 | um | 1.12
| 20 | MeV | 2.8571 | 0.7862 | 0.0004858 | 0.78669 | 61.09 | um | 61.09 | 2.19 | um | 2.19 | 1.26 | um | 1.26
| 22.5 | MeV | 3.2143 | 0.7222 | 0.0004379 | 0.72264 | 73.36 | um | 73.36 | 2.82 | um | 2.82 | 1.46 | um | 1.46
| 25 | MeV | 3.5714 | 0.6688 | 0.000399 | 0.6692 | 86.66 | um | 86.66 | 3.41 | um | 3.41 | 1.67 | um | 1.67
| 27.5 | MeV | 3.9286 | 0.6237 | 0.0003668 | 0.62407 | 100.98 | um | 100.98 | 3.99 | um | 3.99 | 1.9 | um | 1.9
| 30 | MeV | 4.2857 | 0.5849 | 0.0003395 | 0.58524 | 116.28 | um | 116.28 | 4.56 | um | 4.56 | 2.15 | um | 2.15
| 32.5 | MeV | 4.6429 | 0.5511 | 0.0003163 | 0.55142 | 132.57 | um | 132.57 | 5.14 | um | 5.14 | 2.41 | um | 2.41
| 35 | MeV | 5 | 0.5215 | 0.0002961 | 0.5218 | 149.81 | um | 149.81 | 5.71 | um | 5.71 | 2.68 | um | 2.68
| 37.5 | MeV | 5.3571 | 0.4952 | 0.0002785 | 0.49548 | 168.01 | um | 168.01 | 6.29 | um | 6.29 | 2.97 | um | 2.97
| 40 | MeV | 5.7143 | 0.4717 | 0.000263 | 0.47196 | 187.13 | um | 187.13 | 6.88 | um | 6.88 | 3.28 | um | 3.28
| 45 | MeV | 6.4286 | 0.4314 | 0.0002368 | 0.43164 | 228.13 | um | 228.13 | 9.05 | um | 9.05 | 3.92 | um | 3.92
| 50 | MeV | 7.1429 | 0.3982 | 0.0002155 | 0.39842 | 272.75 | um | 272.75 | 11.09 | um | 11.09 | 4.62 | um | 4.62
| 55 | MeV | 7.8571 | 0.3701 | 0.0001979 | 0.3703 | 320.92 | um | 320.92 | 13.08 | um | 13.08 | 5.37 | um | 5.37
| 60 | MeV | 8.5714 | 0.3461 | 0.0001831 | 0.34628 | 372.59 | um | 372.59 | 15.05 | um | 15.05 | 6.18 | um | 6.18
| 65 | MeV | 9.2857 | 0.3254 | 0.0001705 | 0.32557 | 427.7 | um | 427.7 | 17.01 | um | 17.01 | 7.03 | um | 7.03
| 70 | MeV | 10 | 0.3072 | 0.0001595 | 0.30736 | 486.19 | um | 486.19 | 18.99 | um | 18.99 | 7.93 | um | 7.93
| 80 | MeV | 11.4286 | 0.2769 | 0.0001415 | 0.27704 | 613.03 | um | 613.03 | 26.26 | um | 26.26 | 9.87 | um | 9.87
| 90 | MeV | 12.8571 | 0.2525 | 0.0001273 | 0.25263 | 752.94 | um | 752.94 | 33.02 | um | 33.02 | 12 | um | 12
| 100 | MeV | 14.2857 | 0.2324 | 0.0001158 | 0.23252 | 905.63 | um | 905.63 | 39.61 | um | 39.61 | 14.31 | um | 14.31
| 110 | MeV | 15.7143 | 0.2156 | 0.0001062 | 0.21571 | 1.07 | mm | 1070 | 46.16 | um | 46.16 | 16.79 | um | 16.79
| 120 | MeV | 17.1429 | 0.2013 | 9.823e-05 | 0.2014 | 1.25 | mm | 1250 | 52.72 | um | 52.72 | 19.45 | um | 19.45
| 130 | MeV | 18.5714 | 0.189 | 9.139e-05 | 0.18909 | 1.44 | mm | 1440 | 59.34 | um | 59.34 | 22.27 | um | 22.27
| 140 | MeV | 20 | 0.1782 | 8.547e-05 | 0.17829 | 1.64 | mm | 1640 | 66.04 | um | 66.04 | 25.26 | um | 25.26
| 150 | MeV | 21.4286 | 0.1688 | 8.03e-05 | 0.16888 | 1.85 | mm | 1850 | 72.83 | um | 72.83 | 28.41 | um | 28.41
| 160 | MeV | 22.8571 | 0.1604 | 7.575e-05 | 0.16048 | 2.08 | mm | 2080 | 79.71 | um | 79.71 | 31.72 | um | 31.72
| 170 | MeV | 24.2857 | 0.1528 | 7.17e-05 | 0.15287 | 2.31 | mm | 2310 | 86.69 | um | 86.69 | 35.19 | um | 35.19
| 180 | MeV | 25.7143 | 0.1461 | 6.808e-05 | 0.14617 | 2.56 | mm | 2560 | 93.76 | um | 93.76 | 38.81 | um | 38.81
| 200 | MeV | 28.5714 | 0.1344 | 6.188e-05 | 0.13446 | 3.09 | mm | 3090 | 120.39 | um | 120.39 | 46.51 | um | 46.51
| 225 | MeV | 32.1429 | 0.1224 | 5.561e-05 | 0.12246 | 3.81 | mm | 3810 | 158.42 | um | 158.42 | 56.96 | um | 56.96
| 250 | MeV | 35.7143 | 0.1126 | 5.054e-05 | 0.11265 | 4.6 | mm | 4600 | 194.34 | um | 194.34 | 68.31 | um | 68.31
| 275 | MeV | 39.2857 | 0.1045 | 4.634e-05 | 0.10455 | 5.45 | mm | 5450 | 229.42 | um | 229.42 | 80.52 | um | 80.52
| 300 | MeV | 42.8571 | 0.09758 | 4.281e-05 | 0.097623 | 6.37 | mm | 6370 | 264.24 | um | 264.24 | 93.57 | um | 93.57
| 325 | MeV | 46.4286 | 0.09165 | 3.98e-05 | 0.09169 | 7.34 | mm | 7340 | 299.08 | um | 299.08 | 107.44 | um | 107.44
| 350 | MeV | 50 | 0.0865 | 3.72e-05 | 0.086537 | 8.38 | mm | 8380 | 334.1 | um | 334.1 | 122.11 | um | 122.11
| 375 | MeV | 53.5714 | 0.08198 | 3.494e-05 | 0.082015 | 9.48 | mm | 9480 | 369.39 | um | 369.39 | 137.55 | um | 137.55
| 400 | MeV | 57.1429 | 0.07798 | 3.294e-05 | 0.078013 | 10.64 | mm | 10640 | 405.01 | um | 405.01 | 153.75 | um | 153.75
| 450 | MeV | 64.2857 | 0.07122 | 2.958e-05 | 0.07125 | 13.12 | mm | 13120 | 537.91 | um | 537.91 | 188.37 | um | 188.37
| 500 | MeV | 71.4286 | 0.06571 | 2.686e-05 | 0.065737 | 15.82 | mm | 15820 | 662.01 | um | 662.01 | 225.8 | um | 225.8
| 550 | MeV | 78.5714 | 0.06114 | 2.462e-05 | 0.061165 | 18.74 | mm | 18740 | 782.26 | um | 782.26 | 265.93 | um | 265.93
| 600 | MeV | 85.7143 | 0.05727 | 2.274e-05 | 0.057293 | 21.87 | mm | 21870 | 900.82 | um | 900.82 | 308.64 | um | 308.64
| 650 | MeV | 92.8571 | 0.05397 | 2.113e-05 | 0.053991 | 25.2 | mm | 25200 | 1.02 | mm | 1020 | 353.83 | um | 353.83
| 700 | MeV | 100 | 0.0511 | 1.974e-05 | 0.05112 | 28.72 | mm | 28720 | 1.14 | mm | 1140 | 401.39 | um | 401.39
| 800 | MeV | 114.2857 | 0.04639 | 1.747e-05 | 0.046407 | 36.32 | mm | 36320 | 1.57 | mm | 1570 | 503.3 | um | 503.3
| 900 | MeV | 128.5714 | 0.04266 | 1.568e-05 | 0.042676 | 44.64 | mm | 44640 | 1.97 | mm | 1970 | 613.66 | um | 613.66
| 1 | GeV | 142.8571 | 0.03964 | 1.423e-05 | 0.039654 | 53.63 | mm | 53630 | 2.35 | mm | 2350 | 731.85 | um | 731.85
| 1.1 | GeV | 157.1429 | 0.03715 | 1.304e-05 | 0.037163 | 63.28 | mm | 63280 | 2.72 | mm | 2720 | 857.3 | um | 857.3
| 1.2 | GeV | 171.4286 | 0.03505 | 1.203e-05 | 0.035062 | 73.53 | mm | 73530 | 3.09 | mm | 3090 | 989.49 | um | 989.49
| 1.3 | GeV | 185.7143 | 0.03326 | 1.118e-05 | 0.033271 | 84.37 | mm | 84370 | 3.45 | mm | 3450 | 1.13 | mm | 1130
| 1.4 | GeV | 200 | 0.03171 | 1.044e-05 | 0.03172 | 95.76 | mm | 95760 | 3.82 | mm | 3820 | 1.27 | mm | 1270
| 1.5 | GeV | 214.2857 | 0.03037 | 9.797e-06 | 0.03038 | 107.68 | mm | 107680 | 4.18 | mm | 4180 | 1.42 | mm | 1420
| 1.6 | GeV | 228.5714 | 0.02919 | 9.231e-06 | 0.029199 | 120.11 | mm | 120110 | 4.54 | mm | 4540 | 1.58 | mm | 1580
| 1.7 | GeV | 242.8571 | 0.02814 | 8.729e-06 | 0.028149 | 133.02 | mm | 133020 | 4.9 | mm | 4900 | 1.74 | mm | 1740
| 1.8 | GeV | 257.1429 | 0.02721 | 8.281e-06 | 0.027218 | 146.39 | mm | 146390 | 5.26 | mm | 5260 | 1.9 | mm | 1900
| 2 | GeV | 285.7143 | 0.02562 | 7.513e-06 | 0.025628 | 174.42 | mm | 174420 | 6.61 | mm | 6610 | 2.24 | mm | 2240
| 2.25 | GeV | 321.4286 | 0.02402 | 6.739e-06 | 0.024027 | 211.71 | mm | 211710 | 8.47 | mm | 8470 | 2.69 | mm | 2690
| 2.5 | GeV | 357.1429 | 0.02275 | 6.113e-06 | 0.022756 | 251.29 | mm | 251290 | 10.17 | mm | 10170 | 3.15 | mm | 3150
| 2.75 | GeV | 392.8571 | 0.0217 | 5.597e-06 | 0.021706 | 292.92 | mm | 292920 | 11.77 | mm | 11770 | 3.63 | mm | 3630
| 3 | GeV | 428.5714 | 0.02084 | 5.164e-06 | 0.020845 | 336.41 | mm | 336410 | 13.3 | mm | 13300 | 4.12 | mm | 4120
| 3.25 | GeV | 464.2857 | 0.02011 | 4.795e-06 | 0.020115 | 381.6 | mm | 381600 | 14.77 | mm | 14770 | 4.63 | mm | 4630
| 3.5 | GeV | 500 | 0.01949 | 4.477e-06 | 0.019494 | 428.31 | mm | 428310 | 16.2 | mm | 16200 | 5.14 | mm | 5140
| 3.75 | GeV | 535.7143 | 0.01896 | 4.2e-06 | 0.018964 | 476.43 | mm | 476430 | 17.6 | mm | 17600 | 5.66 | mm | 5660
| 4 | GeV | 571.4286 | 0.0185 | 3.956e-06 | 0.018504 | 525.81 | mm | 525810 | 18.95 | mm | 18950 | 6.18 | mm | 6180
| 4.5 | GeV | 642.8571 | 0.01775 | 3.546e-06 | 0.017754 | 627.92 | mm | 627920 | 23.86 | mm | 23860 | 7.25 | mm | 7250
| 5 | GeV | 714.2857 | 0.01716 | 3.216e-06 | 0.017163 | 733.95 | mm | 733950 | 28.22 | mm | 28220 | 8.32 | mm | 8320
| 5.5 | GeV | 785.7143 | 0.01669 | 2.943e-06 | 0.016693 | 843.28 | mm | 843280 | 32.21 | mm | 32210 | 9.4 | mm | 9400
| 6 | GeV | 857.1429 | 0.01632 | 2.715e-06 | 0.016323 | 955.39 | mm | 955390 | 35.94 | mm | 35940 | 10.48 | mm | 10480
| 6.5 | GeV | 928.5714 | 0.01601 | 2.52e-06 | 0.016013 | 1.07 | m | 1070000 | 39.45 | mm | 39450 | 11.55 | mm | 11550
228 | 7 | GeV | 1000 | 0.01576 | 2.352e-06 | 0.015762 | 1.19 | m | 1190000 | 42.78 | mm | 42780 | 12.61 | mm | 12610

## srim7Li_Au
1 | 2 | 3 | 4 | 5 | 6 | 7 | 8 | 9 | 10 | 11 | 12 | 13 | 14 | 15 | 16
2 | "SRIMfit"data table | [9 empty] | please fill in |  | from SRIM output
3 | SRIM ver= | SRIM-2013.00 |  | Gas? |  | == Target Composition == |  |  |  |  | please change in |  | for appropriate value/formula
4 | Ion Z= | 3 |  |  | Atom | Atom | Atomic | Mass |  | Multiply Stopping by ; for Stopping Units
5 | Ion A= | 7 | amu |  | Name | Numb | [%] | [%] | unitID | Cnv. Factor |  |  |  | ThisWSname | srim7Li_Au
6 | Target= | Au | short name |  | Au | 79 | 100 | 100 | 1 | 193.1 | eV / Angstrom |  |  | Corded | Ayoshida.RIKEN 2017.11
7 |  | Gold | [6 empty] | 2 | 1931 | keV / micron
8 | Trg.Dens= | 19.311 | g/cm3 | [5 empty] | 3 | 1931 | MeV / mm
9 |  | 5.904e+22 | atoms/cm3 | [5 empty] | 4 | 1 | keV / (ug/cm2)
10 | BraggCrct= | 0% | [6 empty] | 5 | 1 | MeV / (mg/cm2)
11 |  | row# | SRIM E range | [5 empty] | 6 | 1000 | keV / (mg/cm2)
12 | Emin= | 20 | 0.07 | 10eV/A |  |  |  |  | 7 | 327.07 | eV / (1E15 atoms/cm2)
13 | Emax= | 228 | 7000000 | 1GeV/A |  |  |  |  | 8 | 21.513 | L.S.S. reduced unit
14 | if Gas; Ptbl = |  | Pa |  |  |  | 100 | 100 | 0 | == 5 : MeV/(mg/cm2)
15 | if Gas; Ttbl = |  | degC
16 |  |  |  |  | SRIM Stopping Power Unit = [MeV/(mg/cm2)]
17 | Ion |  |  | dE/dx Elec | dE/dx Nucl | dE/dx tot | Projected |  |  | Longitudinal |  |  | Lateral
18 | Energy |  | [MeV/u] | [MeV/(mg/cm2)] |  |  | Range |  | [um] | Straggling |  | [um] | Straggling |  | [um]
19
20 | 69.9999 | eV | 1e-05 | 0.003597 | 0.00448 | 0.008077 | 5 | A | 0.0005 | 16 | A | 0.0016 | 11 | A | 0.0011
| 79.9999 | eV | 1.1429e-05 | 0.003845 | 0.004782 | 0.008627 | 6 | A | 0.0006 | 17 | A | 0.0017 | 12 | A | 0.0012
| 89.9999 | eV | 1.2857e-05 | 0.004078 | 0.00506 | 0.009138 | 6 | A | 0.0006 | 18 | A | 0.0018 | 12 | A | 0.0012
| 99.9999 | eV | 1.4286e-05 | 0.004299 | 0.005319 | 0.009618 | 6 | A | 0.0006 | 18 | A | 0.0018 | 13 | A | 0.0013
| 110 | eV | 1.5714e-05 | 0.004509 | 0.005561 | 0.01007 | 7 | A | 0.0007 | 19 | A | 0.0019 | 14 | A | 0.0014
| 120 | eV | 1.7143e-05 | 0.004709 | 0.005789 | 0.010498 | 7 | A | 0.0007 | 20 | A | 0.002 | 14 | A | 0.0014
| 130 | eV | 1.8571e-05 | 0.004902 | 0.006004 | 0.010906 | 7 | A | 0.0007 | 21 | A | 0.0021 | 15 | A | 0.0015
| 139.999 | eV | 2e-05 | 0.005087 | 0.006208 | 0.011295 | 8 | A | 0.0008 | 22 | A | 0.0022 | 15 | A | 0.0015
| 149.999 | eV | 2.1428e-05 | 0.005265 | 0.006401 | 0.011666 | 8 | A | 0.0008 | 22 | A | 0.0022 | 16 | A | 0.0016
| 159.999 | eV | 2.2857e-05 | 0.005438 | 0.006586 | 0.012024 | 8 | A | 0.0008 | 23 | A | 0.0023 | 16 | A | 0.0016
| 169.999 | eV | 2.4286e-05 | 0.005605 | 0.006763 | 0.012368 | 9 | A | 0.0009 | 24 | A | 0.0024 | 17 | A | 0.0017
| 179.999 | eV | 2.5714e-05 | 0.005768 | 0.006932 | 0.0127 | 9 | A | 0.0009 | 25 | A | 0.0025 | 17 | A | 0.0017
| 199.999 | eV | 2.8571e-05 | 0.00608 | 0.007251 | 0.013331 | 9 | A | 0.0009 | 26 | A | 0.0026 | 18 | A | 0.0018
| 224.999 | eV | 3.2143e-05 | 0.006448 | 0.007617 | 0.014065 | 10 | A | 0.001 | 28 | A | 0.0028 | 20 | A | 0.002
| 249.999 | eV | 3.5714e-05 | 0.006797 | 0.007954 | 0.014751 | 11 | A | 0.0011 | 29 | A | 0.0029 | 21 | A | 0.0021
| 274.999 | eV | 3.9286e-05 | 0.007129 | 0.008264 | 0.015393 | 11 | A | 0.0011 | 31 | A | 0.0031 | 22 | A | 0.0022
| 299.999 | eV | 4.2857e-05 | 0.007446 | 0.008554 | 0.016 | 12 | A | 0.0012 | 32 | A | 0.0032 | 23 | A | 0.0023
| 324.999 | eV | 4.6428e-05 | 0.00775 | 0.008824 | 0.016574 | 13 | A | 0.0013 | 33 | A | 0.0033 | 24 | A | 0.0024
| 349.999 | eV | 5e-05 | 0.008043 | 0.009078 | 0.017121 | 13 | A | 0.0013 | 35 | A | 0.0035 | 25 | A | 0.0025
| 374.999 | eV | 5.3571e-05 | 0.008325 | 0.009317 | 0.017642 | 14 | A | 0.0014 | 36 | A | 0.0036 | 26 | A | 0.0026
| 399.999 | eV | 5.7143e-05 | 0.008598 | 0.009543 | 0.018141 | 14 | A | 0.0014 | 37 | A | 0.0037 | 27 | A | 0.0027
| 449.999 | eV | 6.4286e-05 | 0.009119 | 0.00996 | 0.019079 | 15 | A | 0.0015 | 40 | A | 0.004 | 28 | A | 0.0028
| 499.999 | eV | 7.1428e-05 | 0.009613 | 0.01034 | 0.019953 | 17 | A | 0.0017 | 42 | A | 0.0042 | 30 | A | 0.003
| 549.999 | eV | 7.8571e-05 | 0.01008 | 0.01069 | 0.02077 | 18 | A | 0.0018 | 44 | A | 0.0044 | 32 | A | 0.0032
| 599.999 | eV | 8.5714e-05 | 0.01053 | 0.011 | 0.02153 | 19 | A | 0.0019 | 46 | A | 0.0046 | 33 | A | 0.0033
| 649.999 | eV | 9.2857e-05 | 0.01096 | 0.0113 | 0.02226 | 20 | A | 0.002 | 49 | A | 0.0049 | 35 | A | 0.0035
| 699.999 | eV | 0.0001 | 0.01137 | 0.01157 | 0.02294 | 21 | A | 0.0021 | 51 | A | 0.0051 | 36 | A | 0.0036
| 799.999 | eV | 0.00011429 | 0.01216 | 0.01207 | 0.02423 | 22 | A | 0.0022 | 55 | A | 0.0055 | 39 | A | 0.0039
| 899.999 | eV | 0.00012857 | 0.0129 | 0.0125 | 0.0254 | 24 | A | 0.0024 | 59 | A | 0.0059 | 42 | A | 0.0042
| 999.999 | eV | 0.00014286 | 0.01359 | 0.01289 | 0.02648 | 26 | A | 0.0026 | 62 | A | 0.0062 | 45 | A | 0.0045
| 1.1 | keV | 0.00015714 | 0.01426 | 0.01325 | 0.02751 | 28 | A | 0.0028 | 66 | A | 0.0066 | 47 | A | 0.0047
| 1.2 | keV | 0.00017143 | 0.01489 | 0.01356 | 0.02845 | 30 | A | 0.003 | 69 | A | 0.0069 | 50 | A | 0.005
| 1.3 | keV | 0.00018571 | 0.0155 | 0.01385 | 0.02935 | 32 | A | 0.0032 | 73 | A | 0.0073 | 52 | A | 0.0052
| 1.4 | keV | 0.0002 | 0.01609 | 0.01412 | 0.03021 | 33 | A | 0.0033 | 76 | A | 0.0076 | 55 | A | 0.0055
| 1.5 | keV | 0.00021429 | 0.01665 | 0.01437 | 0.03102 | 35 | A | 0.0035 | 79 | A | 0.0079 | 57 | A | 0.0057
| 1.6 | keV | 0.00022857 | 0.0172 | 0.01459 | 0.03179 | 37 | A | 0.0037 | 83 | A | 0.0083 | 59 | A | 0.0059
| 1.7 | keV | 0.00024286 | 0.01772 | 0.0148 | 0.03252 | 38 | A | 0.0038 | 86 | A | 0.0086 | 62 | A | 0.0062
| 1.8 | keV | 0.00025714 | 0.01824 | 0.015 | 0.03324 | 40 | A | 0.004 | 89 | A | 0.0089 | 64 | A | 0.0064
| 2 | keV | 0.00028571 | 0.01923 | 0.01535 | 0.03458 | 43 | A | 0.0043 | 95 | A | 0.0095 | 68 | A | 0.0068
| 2.25 | keV | 0.00032143 | 0.02039 | 0.01573 | 0.03612 | 47 | A | 0.0047 | 102 | A | 0.0102 | 74 | A | 0.0074
| 2.5 | keV | 0.00035714 | 0.02149 | 0.01606 | 0.03755 | 51 | A | 0.0051 | 109 | A | 0.0109 | 79 | A | 0.0079
| 2.75 | keV | 0.00039286 | 0.02254 | 0.01635 | 0.03889 | 55 | A | 0.0055 | 116 | A | 0.0116 | 84 | A | 0.0084
| 3 | keV | 0.00042857 | 0.02355 | 0.0166 | 0.04015 | 59 | A | 0.0059 | 123 | A | 0.0123 | 89 | A | 0.0089
| 3.25 | keV | 0.00046429 | 0.02451 | 0.01682 | 0.04133 | 63 | A | 0.0063 | 129 | A | 0.0129 | 94 | A | 0.0094
| 3.5 | keV | 0.0005 | 0.02543 | 0.01701 | 0.04244 | 67 | A | 0.0067 | 136 | A | 0.0136 | 98 | A | 0.0098
| 3.75 | keV | 0.00053571 | 0.02633 | 0.01718 | 0.04351 | 71 | A | 0.0071 | 142 | A | 0.0142 | 103 | A | 0.0103
| 4 | keV | 0.00057143 | 0.02719 | 0.01734 | 0.04453 | 75 | A | 0.0075 | 148 | A | 0.0148 | 107 | A | 0.0107
| 4.5 | keV | 0.00064286 | 0.02884 | 0.01759 | 0.04643 | 83 | A | 0.0083 | 160 | A | 0.016 | 117 | A | 0.0117
| 5 | keV | 0.00071429 | 0.0304 | 0.0178 | 0.0482 | 90 | A | 0.009 | 172 | A | 0.0172 | 125 | A | 0.0125
| 5.5 | keV | 0.00078571 | 0.03188 | 0.01797 | 0.04985 | 98 | A | 0.0098 | 184 | A | 0.0184 | 134 | A | 0.0134
| 6 | keV | 0.00085714 | 0.0333 | 0.0181 | 0.0514 | 105 | A | 0.0105 | 195 | A | 0.0195 | 142 | A | 0.0142
| 6.5 | keV | 0.00092857 | 0.03466 | 0.0182 | 0.05286 | 113 | A | 0.0113 | 206 | A | 0.0206 | 150 | A | 0.015
| 7 | keV | 0.001 | 0.03597 | 0.01829 | 0.05426 | 121 | A | 0.0121 | 217 | A | 0.0217 | 158 | A | 0.0158
| 8 | keV | 0.0011429 | 0.03845 | 0.0184 | 0.05685 | 136 | A | 0.0136 | 238 | A | 0.0238 | 174 | A | 0.0174
| 9 | keV | 0.0012857 | 0.04078 | 0.01845 | 0.05923 | 151 | A | 0.0151 | 258 | A | 0.0258 | 189 | A | 0.0189
| 10 | keV | 0.0014286 | 0.04299 | 0.01847 | 0.06146 | 166 | A | 0.0166 | 278 | A | 0.0278 | 204 | A | 0.0204
| 11 | keV | 0.0015714 | 0.04509 | 0.01845 | 0.06354 | 182 | A | 0.0182 | 298 | A | 0.0298 | 219 | A | 0.0219
| 12 | keV | 0.0017143 | 0.04709 | 0.01841 | 0.0655 | 197 | A | 0.0197 | 317 | A | 0.0317 | 233 | A | 0.0233
| 13 | keV | 0.0018571 | 0.04902 | 0.01835 | 0.06737 | 213 | A | 0.0213 | 335 | A | 0.0335 | 247 | A | 0.0247
| 14 | keV | 0.002 | 0.05087 | 0.01828 | 0.06915 | 228 | A | 0.0228 | 354 | A | 0.0354 | 261 | A | 0.0261
| 15 | keV | 0.0021429 | 0.05277 | 0.0182 | 0.07097 | 244 | A | 0.0244 | 372 | A | 0.0372 | 274 | A | 0.0274
| 16 | keV | 0.0022857 | 0.05462 | 0.0181 | 0.07272 | 259 | A | 0.0259 | 389 | A | 0.0389 | 288 | A | 0.0288
| 17 | keV | 0.0024286 | 0.05642 | 0.018 | 0.07442 | 275 | A | 0.0275 | 406 | A | 0.0406 | 301 | A | 0.0301
| 18 | keV | 0.0025714 | 0.05817 | 0.0179 | 0.07607 | 291 | A | 0.0291 | 423 | A | 0.0423 | 314 | A | 0.0314
| 20 | keV | 0.0028571 | 0.06155 | 0.01768 | 0.07923 | 322 | A | 0.0322 | 456 | A | 0.0456 | 340 | A | 0.034
| 22.5 | keV | 0.0032143 | 0.06558 | 0.0174 | 0.08298 | 362 | A | 0.0362 | 496 | A | 0.0496 | 371 | A | 0.0371
| 25 | keV | 0.0035714 | 0.06941 | 0.0171 | 0.08651 | 402 | A | 0.0402 | 535 | A | 0.0535 | 401 | A | 0.0401
| 27.5 | keV | 0.0039286 | 0.07308 | 0.01681 | 0.08989 | 443 | A | 0.0443 | 572 | A | 0.0572 | 430 | A | 0.043
| 30 | keV | 0.0042857 | 0.0766 | 0.01652 | 0.09312 | 483 | A | 0.0483 | 608 | A | 0.0608 | 458 | A | 0.0458
| 32.5 | keV | 0.0046429 | 0.08 | 0.01624 | 0.09624 | 524 | A | 0.0524 | 644 | A | 0.0644 | 486 | A | 0.0486
| 35 | keV | 0.005 | 0.0833 | 0.01596 | 0.09926 | 565 | A | 0.0565 | 678 | A | 0.0678 | 513 | A | 0.0513
| 37.5 | keV | 0.0053571 | 0.08649 | 0.01569 | 0.10218 | 606 | A | 0.0606 | 711 | A | 0.0711 | 540 | A | 0.054
| 40 | keV | 0.0057143 | 0.08959 | 0.01543 | 0.10502 | 647 | A | 0.0647 | 744 | A | 0.0744 | 566 | A | 0.0566
| 45 | keV | 0.0064286 | 0.09555 | 0.01494 | 0.11049 | 730 | A | 0.073 | 806 | A | 0.0806 | 617 | A | 0.0617
| 50 | keV | 0.0071429 | 0.1012 | 0.01447 | 0.11567 | 814 | A | 0.0814 | 865 | A | 0.0865 | 666 | A | 0.0666
| 55 | keV | 0.0078571 | 0.1067 | 0.01404 | 0.12074 | 898 | A | 0.0898 | 922 | A | 0.0922 | 713 | A | 0.0713
| 60 | keV | 0.0085714 | 0.1119 | 0.01363 | 0.12553 | 981 | A | 0.0981 | 976 | A | 0.0976 | 759 | A | 0.0759
| 65 | keV | 0.0092857 | 0.117 | 0.01325 | 0.13025 | 1065 | A | 0.1065 | 1028 | A | 0.1028 | 803 | A | 0.0803
| 70 | keV | 0.01 | 0.1219 | 0.01289 | 0.13479 | 1149 | A | 0.1149 | 1078 | A | 0.1078 | 846 | A | 0.0846
| 80 | keV | 0.011429 | 0.1313 | 0.01224 | 0.14354 | 1317 | A | 0.1317 | 1172 | A | 0.1172 | 929 | A | 0.0929
| 90 | keV | 0.012857 | 0.1402 | 0.01166 | 0.15186 | 1484 | A | 0.1484 | 1259 | A | 0.1259 | 1007 | A | 0.1007
| 100 | keV | 0.014286 | 0.1487 | 0.01114 | 0.15984 | 1649 | A | 0.1649 | 1341 | A | 0.1341 | 1081 | A | 0.1081
| 110 | keV | 0.015714 | 0.1569 | 0.01067 | 0.16757 | 1814 | A | 0.1814 | 1417 | A | 0.1417 | 1152 | A | 0.1152
| 120 | keV | 0.017143 | 0.1647 | 0.01025 | 0.17495 | 1977 | A | 0.1977 | 1489 | A | 0.1489 | 1219 | A | 0.1219
| 130 | keV | 0.018571 | 0.1723 | 0.009863 | 0.18216 | 2139 | A | 0.2139 | 1557 | A | 0.1557 | 1284 | A | 0.1284
| 140 | keV | 0.02 | 0.1796 | 0.00951 | 0.18911 | 2299 | A | 0.2299 | 1621 | A | 0.1621 | 1345 | A | 0.1345
| 150 | keV | 0.021429 | 0.1868 | 0.009186 | 0.19599 | 2458 | A | 0.2458 | 1681 | A | 0.1681 | 1405 | A | 0.1405
| 160 | keV | 0.022857 | 0.1937 | 0.008887 | 0.20259 | 2614 | A | 0.2614 | 1738 | A | 0.1738 | 1462 | A | 0.1462
| 170 | keV | 0.024286 | 0.2004 | 0.00861 | 0.20901 | 2770 | A | 0.277 | 1792 | A | 0.1792 | 1516 | A | 0.1516
| 180 | keV | 0.025714 | 0.207 | 0.008353 | 0.21535 | 2924 | A | 0.2924 | 1844 | A | 0.1844 | 1569 | A | 0.1569
| 200 | keV | 0.028571 | 0.2197 | 0.007888 | 0.22759 | 3227 | A | 0.3227 | 1940 | A | 0.194 | 1670 | A | 0.167
| 225 | keV | 0.032143 | 0.2349 | 0.007386 | 0.24229 | 3597 | A | 0.3597 | 2048 | A | 0.2048 | 1786 | A | 0.1786
| 250 | keV | 0.035714 | 0.2493 | 0.006953 | 0.25625 | 3957 | A | 0.3957 | 2145 | A | 0.2145 | 1894 | A | 0.1894
| 275 | keV | 0.039286 | 0.2631 | 0.006575 | 0.26967 | 4309 | A | 0.4309 | 2234 | A | 0.2234 | 1994 | A | 0.1994
| 300 | keV | 0.042857 | 0.2763 | 0.006242 | 0.28254 | 4652 | A | 0.4652 | 2314 | A | 0.2314 | 2088 | A | 0.2088
| 325 | keV | 0.046429 | 0.289 | 0.005946 | 0.29495 | 4987 | A | 0.4987 | 2388 | A | 0.2388 | 2175 | A | 0.2175
| 350 | keV | 0.05 | 0.3013 | 0.00568 | 0.30698 | 5314 | A | 0.5314 | 2456 | A | 0.2456 | 2258 | A | 0.2258
| 375 | keV | 0.053571 | 0.3131 | 0.005441 | 0.31854 | 5634 | A | 0.5634 | 2519 | A | 0.2519 | 2335 | A | 0.2335
| 400 | keV | 0.057143 | 0.3246 | 0.005224 | 0.32982 | 5948 | A | 0.5948 | 2577 | A | 0.2577 | 2409 | A | 0.2409
| 450 | keV | 0.064286 | 0.3464 | 0.004844 | 0.35124 | 6557 | A | 0.6557 | 2682 | A | 0.2682 | 2545 | A | 0.2545
| 500 | keV | 0.071429 | 0.3669 | 0.004522 | 0.37142 | 7143 | A | 0.7143 | 2775 | A | 0.2775 | 2668 | A | 0.2668
| 550 | keV | 0.078571 | 0.3862 | 0.004245 | 0.39044 | 7709 | A | 0.7709 | 2857 | A | 0.2857 | 2781 | A | 0.2781
| 600 | keV | 0.085714 | 0.4044 | 0.004004 | 0.4084 | 8257 | A | 0.8257 | 2931 | A | 0.2931 | 2885 | A | 0.2885
| 650 | keV | 0.092857 | 0.4217 | 0.003793 | 0.42549 | 8789 | A | 0.8789 | 2997 | A | 0.2997 | 2981 | A | 0.2981
| 700 | keV | 0.1 | 0.4381 | 0.003605 | 0.44171 | 9306 | A | 0.9306 | 3058 | A | 0.3058 | 3071 | A | 0.3071
| 800 | keV | 0.11429 | 0.4683 | 0.003286 | 0.47159 | 1.03 | um | 1.03 | 3165 | A | 0.3165 | 3233 | A | 0.3233
| 900 | keV | 0.12857 | 0.4954 | 0.003025 | 0.49843 | 1.13 | um | 1.13 | 3257 | A | 0.3257 | 3378 | A | 0.3378
| 1 | MeV | 0.14286 | 0.5197 | 0.002806 | 0.52251 | 1.22 | um | 1.22 | 3337 | A | 0.3337 | 3508 | A | 0.3508
| 1.1 | MeV | 0.15714 | 0.5416 | 0.00262 | 0.54422 | 1.31 | um | 1.31 | 3408 | A | 0.3408 | 3626 | A | 0.3626
| 1.2 | MeV | 0.17143 | 0.5611 | 0.00246 | 0.56356 | 1.39 | um | 1.39 | 3471 | A | 0.3471 | 3735 | A | 0.3735
| 1.3 | MeV | 0.18571 | 0.5786 | 0.00232 | 0.58092 | 1.48 | um | 1.48 | 3529 | A | 0.3529 | 3836 | A | 0.3836
| 1.4 | MeV | 0.2 | 0.5941 | 0.002197 | 0.5963 | 1.56 | um | 1.56 | 3581 | A | 0.3581 | 3931 | A | 0.3931
| 1.5 | MeV | 0.21429 | 0.6079 | 0.002087 | 0.60999 | 1.64 | um | 1.64 | 3630 | A | 0.363 | 4020 | A | 0.402
| 1.6 | MeV | 0.22857 | 0.62 | 0.001989 | 0.62199 | 1.72 | um | 1.72 | 3675 | A | 0.3675 | 4104 | A | 0.4104
| 1.7 | MeV | 0.24286 | 0.6307 | 0.001901 | 0.6326 | 1.79 | um | 1.79 | 3717 | A | 0.3717 | 4184 | A | 0.4184
| 1.8 | MeV | 0.25714 | 0.64 | 0.001821 | 0.64182 | 1.87 | um | 1.87 | 3756 | A | 0.3756 | 4260 | A | 0.426
| 2 | MeV | 0.28571 | 0.6551 | 0.001681 | 0.65678 | 2.02 | um | 2.02 | 3831 | A | 0.3831 | 4403 | A | 0.4403
| 2.25 | MeV | 0.32143 | 0.6683 | 0.001537 | 0.66984 | 2.21 | um | 2.21 | 3917 | A | 0.3917 | 4569 | A | 0.4569
| 2.5 | MeV | 0.35714 | 0.6764 | 0.001417 | 0.67782 | 2.39 | um | 2.39 | 3995 | A | 0.3995 | 4723 | A | 0.4723
| 2.75 | MeV | 0.39286 | 0.6806 | 0.001316 | 0.68192 | 2.58 | um | 2.58 | 4067 | A | 0.4067 | 4869 | A | 0.4869
| 3 | MeV | 0.42857 | 0.6817 | 0.00123 | 0.68293 | 2.76 | um | 2.76 | 4135 | A | 0.4135 | 5008 | A | 0.5008
| 3.25 | MeV | 0.46429 | 0.6805 | 0.001155 | 0.68166 | 2.95 | um | 2.95 | 4199 | A | 0.4199 | 5142 | A | 0.5142
| 3.5 | MeV | 0.5 | 0.6774 | 0.00109 | 0.67849 | 3.13 | um | 3.13 | 4261 | A | 0.4261 | 5271 | A | 0.5271
| 3.75 | MeV | 0.53571 | 0.673 | 0.001032 | 0.67403 | 3.32 | um | 3.32 | 4320 | A | 0.432 | 5398 | A | 0.5398
| 4 | MeV | 0.57143 | 0.6675 | 0.0009807 | 0.66848 | 3.51 | um | 3.51 | 4378 | A | 0.4378 | 5523 | A | 0.5523
| 4.5 | MeV | 0.64286 | 0.6544 | 0.000893 | 0.65529 | 3.89 | um | 3.89 | 4505 | A | 0.4505 | 5767 | A | 0.5767
| 5 | MeV | 0.71429 | 0.6397 | 0.0008207 | 0.64052 | 4.28 | um | 4.28 | 4629 | A | 0.4629 | 6007 | A | 0.6007
| 5.5 | MeV | 0.78571 | 0.6242 | 0.0007602 | 0.62496 | 4.68 | um | 4.68 | 4751 | A | 0.4751 | 6245 | A | 0.6245
| 6 | MeV | 0.85714 | 0.6086 | 0.0007086 | 0.60931 | 5.1 | um | 5.1 | 4873 | A | 0.4873 | 6483 | A | 0.6483
| 6.5 | MeV | 0.92857 | 0.5931 | 0.0006641 | 0.59376 | 5.52 | um | 5.52 | 4995 | A | 0.4995 | 6723 | A | 0.6723
| 7 | MeV | 1 | 0.578 | 0.0006252 | 0.57863 | 5.95 | um | 5.95 | 5118 | A | 0.5118 | 6964 | A | 0.6964
| 8 | MeV | 1.1429 | 0.5494 | 0.0005606 | 0.54996 | 6.86 | um | 6.86 | 5441 | A | 0.5441 | 7457 | A | 0.7457
| 9 | MeV | 1.2857 | 0.5231 | 0.0005089 | 0.52361 | 7.81 | um | 7.81 | 5771 | A | 0.5771 | 7964 | A | 0.7964
| 10 | MeV | 1.4286 | 0.4991 | 0.0004665 | 0.49957 | 8.82 | um | 8.82 | 6110 | A | 0.611 | 8489 | A | 0.8489
| 11 | MeV | 1.5714 | 0.4772 | 0.0004312 | 0.47763 | 9.86 | um | 9.86 | 6458 | A | 0.6458 | 9033 | A | 0.9033
| 12 | MeV | 1.7143 | 0.4573 | 0.0004011 | 0.4577 | 10.96 | um | 10.96 | 6816 | A | 0.6816 | 9597 | A | 0.9597
| 13 | MeV | 1.8571 | 0.4392 | 0.0003752 | 0.43958 | 12.1 | um | 12.1 | 7183 | A | 0.7183 | 1.02 | um | 1.02
| 14 | MeV | 2 | 0.4226 | 0.0003527 | 0.42295 | 13.29 | um | 13.29 | 7561 | A | 0.7561 | 1.08 | um | 1.08
| 15 | MeV | 2.1429 | 0.4092 | 0.0003329 | 0.40953 | 14.53 | um | 14.53 | 7947 | A | 0.7947 | 1.14 | um | 1.14
| 16 | MeV | 2.2857 | 0.3958 | 0.0003154 | 0.39612 | 15.8 | um | 15.8 | 8340 | A | 0.834 | 1.2 | um | 1.2
| 17 | MeV | 2.4286 | 0.3827 | 0.0002997 | 0.383 | 17.12 | um | 17.12 | 8742 | A | 0.8742 | 1.27 | um | 1.27
| 18 | MeV | 2.5714 | 0.3713 | 0.0002856 | 0.37159 | 18.48 | um | 18.48 | 9153 | A | 0.9153 | 1.34 | um | 1.34
| 20 | MeV | 2.8571 | 0.3508 | 0.0002613 | 0.35106 | 21.33 | um | 21.33 | 1.04 | um | 1.04 | 1.48 | um | 1.48
| 22.5 | MeV | 3.2143 | 0.3288 | 0.0002365 | 0.32904 | 25.11 | um | 25.11 | 1.22 | um | 1.22 | 1.67 | um | 1.67
| 25 | MeV | 3.5714 | 0.3098 | 0.0002163 | 0.31002 | 29.14 | um | 29.14 | 1.39 | um | 1.39 | 1.86 | um | 1.86
| 27.5 | MeV | 3.9286 | 0.2933 | 0.0001994 | 0.2935 | 33.41 | um | 33.41 | 1.57 | um | 1.57 | 2.07 | um | 2.07
| 30 | MeV | 4.2857 | 0.2787 | 0.0001851 | 0.27889 | 37.91 | um | 37.91 | 1.74 | um | 1.74 | 2.29 | um | 2.29
| 32.5 | MeV | 4.6429 | 0.2658 | 0.0001729 | 0.26597 | 42.63 | um | 42.63 | 1.92 | um | 1.92 | 2.51 | um | 2.51
| 35 | MeV | 5 | 0.2542 | 0.0001622 | 0.25436 | 47.58 | um | 47.58 | 2.09 | um | 2.09 | 2.75 | um | 2.75
| 37.5 | MeV | 5.3571 | 0.2438 | 0.0001529 | 0.24395 | 52.75 | um | 52.75 | 2.27 | um | 2.27 | 2.99 | um | 2.99
| 40 | MeV | 5.7143 | 0.2344 | 0.0001446 | 0.23454 | 58.13 | um | 58.13 | 2.46 | um | 2.46 | 3.25 | um | 3.25
| 45 | MeV | 6.4286 | 0.2178 | 0.0001307 | 0.21793 | 69.53 | um | 69.53 | 3.04 | um | 3.04 | 3.78 | um | 3.78
| 50 | MeV | 7.1429 | 0.2039 | 0.0001193 | 0.20402 | 81.74 | um | 81.74 | 3.61 | um | 3.61 | 4.34 | um | 4.34
| 55 | MeV | 7.8571 | 0.1918 | 0.0001099 | 0.19191 | 94.77 | um | 94.77 | 4.16 | um | 4.16 | 4.93 | um | 4.93
| 60 | MeV | 8.5714 | 0.1814 | 0.0001019 | 0.1815 | 108.58 | um | 108.58 | 4.71 | um | 4.71 | 5.56 | um | 5.56
| 65 | MeV | 9.2857 | 0.1722 | 9.503e-05 | 0.1723 | 123.16 | um | 123.16 | 5.26 | um | 5.26 | 6.21 | um | 6.21
| 70 | MeV | 10 | 0.164 | 8.909e-05 | 0.16409 | 138.49 | um | 138.49 | 5.82 | um | 5.82 | 6.89 | um | 6.89
| 80 | MeV | 11.4286 | 0.1501 | 7.93e-05 | 0.15018 | 171.35 | um | 171.35 | 7.67 | um | 7.67 | 8.34 | um | 8.34
| 90 | MeV | 12.8571 | 0.1386 | 7.154e-05 | 0.13867 | 207.09 | um | 207.09 | 9.42 | um | 9.42 | 9.89 | um | 9.89
| 100 | MeV | 14.2857 | 0.1291 | 6.523e-05 | 0.12917 | 245.63 | um | 245.63 | 11.13 | um | 11.13 | 11.55 | um | 11.55
| 110 | MeV | 15.7143 | 0.1209 | 6e-05 | 0.12096 | 286.9 | um | 286.9 | 12.82 | um | 12.82 | 13.31 | um | 13.31
| 120 | MeV | 17.1429 | 0.1139 | 5.558e-05 | 0.11396 | 330.85 | um | 330.85 | 14.52 | um | 14.52 | 15.16 | um | 15.16
| 130 | MeV | 18.5714 | 0.1077 | 5.18e-05 | 0.10775 | 377.41 | um | 377.41 | 16.23 | um | 16.23 | 17.11 | um | 17.11
| 140 | MeV | 20 | 0.1023 | 4.852e-05 | 0.10235 | 426.54 | um | 426.54 | 17.96 | um | 17.96 | 19.15 | um | 19.15
| 150 | MeV | 21.4286 | 0.09747 | 4.566e-05 | 0.097516 | 478.19 | um | 478.19 | 19.71 | um | 19.71 | 21.29 | um | 21.29
| 160 | MeV | 22.8571 | 0.09314 | 4.313e-05 | 0.093183 | 532.32 | um | 532.32 | 21.48 | um | 21.48 | 23.51 | um | 23.51
| 170 | MeV | 24.2857 | 0.08924 | 4.088e-05 | 0.089281 | 588.9 | um | 588.9 | 23.28 | um | 23.28 | 25.82 | um | 25.82
| 180 | MeV | 25.7143 | 0.08571 | 3.886e-05 | 0.085749 | 647.87 | um | 647.87 | 25.1 | um | 25.1 | 28.21 | um | 28.21
| 200 | MeV | 28.5714 | 0.07953 | 3.54e-05 | 0.079565 | 772.86 | um | 772.86 | 31.39 | um | 31.39 | 33.25 | um | 33.25
| 225 | MeV | 32.1429 | 0.07312 | 3.188e-05 | 0.073152 | 942.03 | um | 942.03 | 40.3 | um | 40.3 | 40.01 | um | 40.01
| 250 | MeV | 35.7143 | 0.06782 | 2.903e-05 | 0.067849 | 1.13 | mm | 1130 | 48.79 | um | 48.79 | 47.25 | um | 47.25
| 275 | MeV | 39.2857 | 0.06334 | 2.667e-05 | 0.063367 | 1.32 | mm | 1320 | 57.09 | um | 57.09 | 54.97 | um | 54.97
| 300 | MeV | 42.8571 | 0.05951 | 2.468e-05 | 0.059535 | 1.53 | mm | 1530 | 65.34 | um | 65.34 | 63.14 | um | 63.14
| 325 | MeV | 46.4286 | 0.0562 | 2.298e-05 | 0.056223 | 1.76 | mm | 1760 | 73.6 | um | 73.6 | 71.75 | um | 71.75
| 350 | MeV | 50 | 0.05329 | 2.151e-05 | 0.053312 | 1.99 | mm | 1990 | 81.91 | um | 81.91 | 80.79 | um | 80.79
| 375 | MeV | 53.5714 | 0.05072 | 2.022e-05 | 0.05074 | 2.24 | mm | 2240 | 90.28 | um | 90.28 | 90.25 | um | 90.25
| 400 | MeV | 57.1429 | 0.04844 | 1.909e-05 | 0.048459 | 2.5 | mm | 2500 | 98.73 | um | 98.73 | 100.11 | um | 100.11
| 450 | MeV | 64.2857 | 0.04454 | 1.718e-05 | 0.044557 | 3.06 | mm | 3060 | 128.44 | um | 128.44 | 121.01 | um | 121.01
| 500 | MeV | 71.4286 | 0.04134 | 1.563e-05 | 0.041356 | 3.66 | mm | 3660 | 156.41 | um | 156.41 | 143.41 | um | 143.41
| 550 | MeV | 78.5714 | 0.03865 | 1.434e-05 | 0.038664 | 4.3 | mm | 4300 | 183.59 | um | 183.59 | 167.24 | um | 167.24
| 600 | MeV | 85.7143 | 0.03637 | 1.327e-05 | 0.036383 | 4.99 | mm | 4990 | 210.44 | um | 210.44 | 192.43 | um | 192.43
| 650 | MeV | 92.8571 | 0.0344 | 1.234e-05 | 0.034412 | 5.72 | mm | 5720 | 237.17 | um | 237.17 | 218.92 | um | 218.92
| 700 | MeV | 100 | 0.03269 | 1.155e-05 | 0.032702 | 6.49 | mm | 6490 | 263.91 | um | 263.91 | 246.66 | um | 246.66
| 800 | MeV | 114.2857 | 0.02985 | 1.024e-05 | 0.02986 | 8.14 | mm | 8140 | 357.85 | um | 357.85 | 305.66 | um | 305.66
| 900 | MeV | 128.5714 | 0.02759 | 9.204e-06 | 0.027599 | 9.94 | mm | 9940 | 444.63 | um | 444.63 | 369.06 | um | 369.06
| 1 | GeV | 142.8571 | 0.02574 | 8.368e-06 | 0.025748 | 11.88 | mm | 11880 | 528.14 | um | 528.14 | 436.5 | um | 436.5
| 1.1 | GeV | 157.1429 | 0.02421 | 7.676e-06 | 0.024218 | 13.95 | mm | 13950 | 609.97 | um | 609.97 | 507.68 | um | 507.68
| 1.2 | GeV | 171.4286 | 0.02291 | 7.094e-06 | 0.022917 | 16.15 | mm | 16150 | 690.87 | um | 690.87 | 582.32 | um | 582.32
| 1.3 | GeV | 185.7143 | 0.0218 | 6.598e-06 | 0.021807 | 18.46 | mm | 18460 | 771.24 | um | 771.24 | 660.16 | um | 660.16
| 1.4 | GeV | 200 | 0.02084 | 6.169e-06 | 0.020846 | 20.88 | mm | 20880 | 851.3 | um | 851.3 | 740.96 | um | 740.96
| 1.5 | GeV | 214.2857 | 0.02001 | 5.794e-06 | 0.020016 | 23.41 | mm | 23410 | 931.15 | um | 931.15 | 824.52 | um | 824.52
| 1.6 | GeV | 228.5714 | 0.01927 | 5.464e-06 | 0.019275 | 26.04 | mm | 26040 | 1.01 | mm | 1010 | 910.63 | um | 910.63
| 1.7 | GeV | 242.8571 | 0.01861 | 5.171e-06 | 0.018615 | 28.77 | mm | 28770 | 1.09 | mm | 1090 | 999.1 | um | 999.1
| 1.8 | GeV | 257.1429 | 0.01803 | 4.909e-06 | 0.018035 | 31.59 | mm | 31590 | 1.17 | mm | 1170 | 1.09 | mm | 1090
| 2 | GeV | 285.7143 | 0.01703 | 4.461e-06 | 0.017034 | 37.49 | mm | 37490 | 1.45 | mm | 1450 | 1.28 | mm | 1280
| 2.25 | GeV | 321.4286 | 0.01602 | 4.007e-06 | 0.016024 | 45.31 | mm | 45310 | 1.85 | mm | 1850 | 1.52 | mm | 1520
| 2.5 | GeV | 357.1429 | 0.01521 | 3.64e-06 | 0.015214 | 53.59 | mm | 53590 | 2.2 | mm | 2200 | 1.77 | mm | 1770
| 2.75 | GeV | 392.8571 | 0.01455 | 3.336e-06 | 0.014553 | 62.27 | mm | 62270 | 2.54 | mm | 2540 | 2.03 | mm | 2030
| 3 | GeV | 428.5714 | 0.01401 | 3.082e-06 | 0.014013 | 71.32 | mm | 71320 | 2.87 | mm | 2870 | 2.3 | mm | 2300
| 3.25 | GeV | 464.2857 | 0.01354 | 2.864e-06 | 0.013543 | 80.7 | mm | 80700 | 3.18 | mm | 3180 | 2.57 | mm | 2570
| 3.5 | GeV | 500 | 0.01315 | 2.676e-06 | 0.013153 | 90.39 | mm | 90390 | 3.48 | mm | 3480 | 2.85 | mm | 2850
| 3.75 | GeV | 535.7143 | 0.01282 | 2.513e-06 | 0.012823 | 100.34 | mm | 100340 | 3.78 | mm | 3780 | 3.13 | mm | 3130
| 4 | GeV | 571.4286 | 0.01253 | 2.368e-06 | 0.012532 | 110.54 | mm | 110540 | 4.07 | mm | 4070 | 3.41 | mm | 3410
| 4.5 | GeV | 642.8571 | 0.01205 | 2.126e-06 | 0.012052 | 131.58 | mm | 131580 | 5.08 | mm | 5080 | 3.98 | mm | 3980
| 5 | GeV | 714.2857 | 0.01168 | 1.93e-06 | 0.011682 | 153.37 | mm | 153370 | 5.98 | mm | 5980 | 4.55 | mm | 4550
| 5.5 | GeV | 785.7143 | 0.01139 | 1.769e-06 | 0.011392 | 175.78 | mm | 175780 | 6.8 | mm | 6800 | 5.12 | mm | 5120
| 6 | GeV | 857.1429 | 0.01116 | 1.633e-06 | 0.011162 | 198.71 | mm | 198710 | 7.57 | mm | 7570 | 5.68 | mm | 5680
| 6.5 | GeV | 928.5714 | 0.01097 | 1.517e-06 | 0.010972 | 222.08 | mm | 222080 | 8.3 | mm | 8300 | 6.25 | mm | 6250
228 | 7 | GeV | 1000 | 0.01082 | 1.417e-06 | 0.010821 | 245.81 | mm | 245810 | 8.99 | mm | 8990 | 6.81 | mm | 6810

## srim7Li_C
1 | 2 | 3 | 4 | 5 | 6 | 7 | 8 | 9 | 10 | 11 | 12 | 13 | 14 | 15 | 16
2 | "SRIMfit"data table | [9 empty] | please fill in |  | from SRIM output
3 | SRIM ver= | SRIM-2013.00 |  | Gas? |  | == Target Composition == |  |  |  |  | please change in |  | for appropriate value/formula
4 | Ion Z= | 3 |  |  | Atom | Atom | Atomic | Mass |  | Multiply Stopping by ; for Stopping Units
5 | Ion A= | 7 | amu |  | Name | Numb | [%] | [%] | unitID | Cnv. Factor |  |  |  | ThisWSname | srim7Li_C
6 | Target= | C | short name |  | C | 6 | 100 | 100 | 1 | 22.529 | eV / Angstrom |  |  | Corded | Ayoshida.RIKEN 2017.11
7 |  | Carbon | [6 empty] | 2 | 225.29 | keV / micron
8 | Trg.Dens= | 2.253 | g/cm3 | [5 empty] | 3 | 225.29 | MeV / mm
9 |  | 1.1296e+23 | atoms/cm3 | [5 empty] | 4 | 1 | keV / (ug/cm2)
10 | BraggCrct= | 0% | [6 empty] | 5 | 1 | MeV / (mg/cm2)
11 |  | row# | SRIM E range | [5 empty] | 6 | 1000 | keV / (mg/cm2)
12 | Emin= | 20 | 0.07 | 10eV/A |  |  |  |  | 7 | 19.945 | eV / (1E15 atoms/cm2)
13 | Emax= | 228 | 7000000 | 1GeV/A |  |  |  |  | 8 | 0.82503 | L.S.S. reduced unit
14 | if Gas; Ptbl = |  | Pa |  |  |  | 100 | 100 | 0 | == 5 : MeV/(mg/cm2)
15 | if Gas; Ttbl = |  | degC
16 |  |  |  |  | SRIM Stopping Power Unit = [MeV/(mg/cm2)]
17 | Ion |  |  | dE/dx Elec | dE/dx Nucl | dE/dx tot | Projected |  |  | Longitudinal |  |  | Lateral
18 | Energy |  | [MeV/u] | [MeV/(mg/cm2)] |  |  | Range |  | [um] | Straggling |  | [um] | Straggling |  | [um]
19
20 | 69.9999 | eV | 1e-05 | 0.03671 | 0.2374 | 0.27411 | 8 | A | 0.0008 | 6 | A | 0.0006 | 5 | A | 0.0005
| 79.9999 | eV | 1.1429e-05 | 0.03924 | 0.2469 | 0.28614 | 9 | A | 0.0009 | 7 | A | 0.0007 | 5 | A | 0.0005
| 89.9999 | eV | 1.2857e-05 | 0.04162 | 0.2552 | 0.29682 | 10 | A | 0.001 | 8 | A | 0.0008 | 6 | A | 0.0006
| 99.9999 | eV | 1.4286e-05 | 0.04387 | 0.2626 | 0.30647 | 11 | A | 0.0011 | 8 | A | 0.0008 | 6 | A | 0.0006
| 110 | eV | 1.5714e-05 | 0.04601 | 0.2692 | 0.31521 | 11 | A | 0.0011 | 8 | A | 0.0008 | 6 | A | 0.0006
| 120 | eV | 1.7143e-05 | 0.04806 | 0.2751 | 0.32316 | 12 | A | 0.0012 | 9 | A | 0.0009 | 7 | A | 0.0007
| 130 | eV | 1.8571e-05 | 0.05002 | 0.2805 | 0.33052 | 13 | A | 0.0013 | 9 | A | 0.0009 | 7 | A | 0.0007
| 139.999 | eV | 2e-05 | 0.05191 | 0.2855 | 0.33741 | 13 | A | 0.0013 | 10 | A | 0.001 | 7 | A | 0.0007
| 149.999 | eV | 2.1428e-05 | 0.05373 | 0.29 | 0.34373 | 14 | A | 0.0014 | 10 | A | 0.001 | 7 | A | 0.0007
| 159.999 | eV | 2.2857e-05 | 0.05549 | 0.2941 | 0.34959 | 15 | A | 0.0015 | 11 | A | 0.0011 | 8 | A | 0.0008
| 169.999 | eV | 2.4286e-05 | 0.0572 | 0.2979 | 0.3551 | 15 | A | 0.0015 | 11 | A | 0.0011 | 8 | A | 0.0008
| 179.999 | eV | 2.5714e-05 | 0.05886 | 0.3015 | 0.36036 | 16 | A | 0.0016 | 12 | A | 0.0012 | 8 | A | 0.0008
| 199.999 | eV | 2.8571e-05 | 0.06204 | 0.3078 | 0.36984 | 17 | A | 0.0017 | 12 | A | 0.0012 | 9 | A | 0.0009
| 224.999 | eV | 3.2143e-05 | 0.06581 | 0.3146 | 0.38041 | 19 | A | 0.0019 | 13 | A | 0.0013 | 10 | A | 0.001
| 249.999 | eV | 3.5714e-05 | 0.06937 | 0.3203 | 0.38967 | 20 | A | 0.002 | 14 | A | 0.0014 | 10 | A | 0.001
| 274.999 | eV | 3.9286e-05 | 0.07275 | 0.3252 | 0.39795 | 22 | A | 0.0022 | 15 | A | 0.0015 | 11 | A | 0.0011
| 299.999 | eV | 4.2857e-05 | 0.07599 | 0.3294 | 0.40539 | 23 | A | 0.0023 | 16 | A | 0.0016 | 12 | A | 0.0012
| 324.999 | eV | 4.6428e-05 | 0.07909 | 0.3331 | 0.41219 | 25 | A | 0.0025 | 17 | A | 0.0017 | 12 | A | 0.0012
| 349.999 | eV | 5e-05 | 0.08208 | 0.3363 | 0.41838 | 26 | A | 0.0026 | 18 | A | 0.0018 | 13 | A | 0.0013
| 374.999 | eV | 5.3571e-05 | 0.08496 | 0.339 | 0.42396 | 28 | A | 0.0028 | 19 | A | 0.0019 | 13 | A | 0.0013
| 399.999 | eV | 5.7143e-05 | 0.08774 | 0.3414 | 0.42914 | 29 | A | 0.0029 | 19 | A | 0.0019 | 14 | A | 0.0014
| 449.999 | eV | 6.4286e-05 | 0.09307 | 0.3453 | 0.43837 | 32 | A | 0.0032 | 21 | A | 0.0021 | 15 | A | 0.0015
| 499.999 | eV | 7.1428e-05 | 0.0981 | 0.3483 | 0.4464 | 35 | A | 0.0035 | 23 | A | 0.0023 | 16 | A | 0.0016
| 549.999 | eV | 7.8571e-05 | 0.1029 | 0.3505 | 0.4534 | 38 | A | 0.0038 | 24 | A | 0.0024 | 18 | A | 0.0018
| 599.999 | eV | 8.5714e-05 | 0.1075 | 0.3521 | 0.4596 | 41 | A | 0.0041 | 26 | A | 0.0026 | 19 | A | 0.0019
| 649.999 | eV | 9.2857e-05 | 0.1119 | 0.3533 | 0.4652 | 44 | A | 0.0044 | 27 | A | 0.0027 | 20 | A | 0.002
| 699.999 | eV | 0.0001 | 0.1161 | 0.354 | 0.4701 | 46 | A | 0.0046 | 29 | A | 0.0029 | 21 | A | 0.0021
| 799.999 | eV | 0.00011429 | 0.1241 | 0.3545 | 0.4786 | 52 | A | 0.0052 | 32 | A | 0.0032 | 23 | A | 0.0023
| 899.999 | eV | 0.00012857 | 0.1316 | 0.3541 | 0.4857 | 58 | A | 0.0058 | 35 | A | 0.0035 | 25 | A | 0.0025
| 999.999 | eV | 0.00014286 | 0.1387 | 0.3531 | 0.4918 | 63 | A | 0.0063 | 38 | A | 0.0038 | 27 | A | 0.0027
| 1.1 | keV | 0.00015714 | 0.1455 | 0.3515 | 0.497 | 69 | A | 0.0069 | 41 | A | 0.0041 | 29 | A | 0.0029
| 1.2 | keV | 0.00017143 | 0.152 | 0.3496 | 0.5016 | 74 | A | 0.0074 | 43 | A | 0.0043 | 31 | A | 0.0031
| 1.3 | keV | 0.00018571 | 0.1582 | 0.3474 | 0.5056 | 80 | A | 0.008 | 46 | A | 0.0046 | 33 | A | 0.0033
| 1.4 | keV | 0.0002 | 0.1642 | 0.345 | 0.5092 | 86 | A | 0.0086 | 49 | A | 0.0049 | 35 | A | 0.0035
| 1.5 | keV | 0.00021429 | 0.1699 | 0.3425 | 0.5124 | 91 | A | 0.0091 | 51 | A | 0.0051 | 37 | A | 0.0037
| 1.6 | keV | 0.00022857 | 0.1755 | 0.3399 | 0.5154 | 97 | A | 0.0097 | 54 | A | 0.0054 | 39 | A | 0.0039
| 1.7 | keV | 0.00024286 | 0.1809 | 0.3372 | 0.5181 | 102 | A | 0.0102 | 57 | A | 0.0057 | 41 | A | 0.0041
| 1.8 | keV | 0.00025714 | 0.1861 | 0.3345 | 0.5206 | 108 | A | 0.0108 | 59 | A | 0.0059 | 43 | A | 0.0043
| 2 | keV | 0.00028571 | 0.1962 | 0.3289 | 0.5251 | 119 | A | 0.0119 | 64 | A | 0.0064 | 46 | A | 0.0046
| 2.25 | keV | 0.00032143 | 0.2081 | 0.322 | 0.5301 | 133 | A | 0.0133 | 71 | A | 0.0071 | 51 | A | 0.0051
| 2.5 | keV | 0.00035714 | 0.2194 | 0.3152 | 0.5346 | 148 | A | 0.0148 | 77 | A | 0.0077 | 56 | A | 0.0056
| 2.75 | keV | 0.00039286 | 0.2301 | 0.3085 | 0.5386 | 162 | A | 0.0162 | 83 | A | 0.0083 | 60 | A | 0.006
| 3 | keV | 0.00042857 | 0.2403 | 0.3021 | 0.5424 | 176 | A | 0.0176 | 89 | A | 0.0089 | 65 | A | 0.0065
| 3.25 | keV | 0.00046429 | 0.2501 | 0.2959 | 0.546 | 191 | A | 0.0191 | 94 | A | 0.0094 | 69 | A | 0.0069
| 3.5 | keV | 0.0005 | 0.2596 | 0.2899 | 0.5495 | 205 | A | 0.0205 | 100 | A | 0.01 | 73 | A | 0.0073
| 3.75 | keV | 0.00053571 | 0.2687 | 0.2842 | 0.5529 | 219 | A | 0.0219 | 105 | A | 0.0105 | 78 | A | 0.0078
| 4 | keV | 0.00057143 | 0.2775 | 0.2787 | 0.5562 | 234 | A | 0.0234 | 111 | A | 0.0111 | 82 | A | 0.0082
| 4.5 | keV | 0.00064286 | 0.2943 | 0.2684 | 0.5627 | 263 | A | 0.0263 | 121 | A | 0.0121 | 90 | A | 0.009
| 5 | keV | 0.00071429 | 0.3102 | 0.2589 | 0.5691 | 292 | A | 0.0292 | 131 | A | 0.0131 | 99 | A | 0.0099
| 5.5 | keV | 0.00078571 | 0.3254 | 0.2501 | 0.5755 | 321 | A | 0.0321 | 141 | A | 0.0141 | 107 | A | 0.0107
| 6 | keV | 0.00085714 | 0.3398 | 0.242 | 0.5818 | 350 | A | 0.035 | 150 | A | 0.015 | 115 | A | 0.0115
| 6.5 | keV | 0.00092857 | 0.3537 | 0.2344 | 0.5881 | 379 | A | 0.0379 | 159 | A | 0.0159 | 123 | A | 0.0123
| 7 | keV | 0.001 | 0.3671 | 0.2274 | 0.5945 | 408 | A | 0.0408 | 168 | A | 0.0168 | 130 | A | 0.013
| 8 | keV | 0.0011429 | 0.3924 | 0.2148 | 0.6072 | 465 | A | 0.0465 | 185 | A | 0.0185 | 146 | A | 0.0146
| 9 | keV | 0.0012857 | 0.4162 | 0.2037 | 0.6199 | 523 | A | 0.0523 | 201 | A | 0.0201 | 160 | A | 0.016
| 10 | keV | 0.0014286 | 0.4387 | 0.1939 | 0.6326 | 579 | A | 0.0579 | 215 | A | 0.0215 | 174 | A | 0.0174
| 11 | keV | 0.0015714 | 0.4601 | 0.1851 | 0.6452 | 636 | A | 0.0636 | 229 | A | 0.0229 | 188 | A | 0.0188
| 12 | keV | 0.0017143 | 0.4806 | 0.1773 | 0.6579 | 691 | A | 0.0691 | 243 | A | 0.0243 | 201 | A | 0.0201
| 13 | keV | 0.0018571 | 0.5002 | 0.1701 | 0.6703 | 746 | A | 0.0746 | 255 | A | 0.0255 | 214 | A | 0.0214
| 14 | keV | 0.002 | 0.5191 | 0.1637 | 0.6828 | 801 | A | 0.0801 | 267 | A | 0.0267 | 226 | A | 0.0226
| 15 | keV | 0.0021429 | 0.5349 | 0.1577 | 0.6926 | 855 | A | 0.0855 | 278 | A | 0.0278 | 238 | A | 0.0238
| 16 | keV | 0.0022857 | 0.5501 | 0.1523 | 0.7024 | 909 | A | 0.0909 | 289 | A | 0.0289 | 250 | A | 0.025
| 17 | keV | 0.0024286 | 0.5649 | 0.1473 | 0.7122 | 962 | A | 0.0962 | 300 | A | 0.03 | 261 | A | 0.0261
| 18 | keV | 0.0025714 | 0.5793 | 0.1426 | 0.7219 | 1015 | A | 0.1015 | 310 | A | 0.031 | 272 | A | 0.0272
| 20 | keV | 0.0028571 | 0.6068 | 0.1343 | 0.7411 | 1120 | A | 0.112 | 329 | A | 0.0329 | 294 | A | 0.0294
| 22.5 | keV | 0.0032143 | 0.6394 | 0.1253 | 0.7647 | 1248 | A | 0.1248 | 350 | A | 0.035 | 318 | A | 0.0318
| 25 | keV | 0.0035714 | 0.6703 | 0.1176 | 0.7879 | 1374 | A | 0.1374 | 370 | A | 0.037 | 342 | A | 0.0342
| 27.5 | keV | 0.0039286 | 0.6997 | 0.111 | 0.8107 | 1497 | A | 0.1497 | 388 | A | 0.0388 | 364 | A | 0.0364
| 30 | keV | 0.0042857 | 0.7278 | 0.1051 | 0.8329 | 1618 | A | 0.1618 | 405 | A | 0.0405 | 385 | A | 0.0385
| 32.5 | keV | 0.0046429 | 0.7549 | 0.09994 | 0.85484 | 1736 | A | 0.1736 | 421 | A | 0.0421 | 405 | A | 0.0405
| 35 | keV | 0.005 | 0.7809 | 0.09531 | 0.87621 | 1852 | A | 0.1852 | 435 | A | 0.0435 | 424 | A | 0.0424
| 37.5 | keV | 0.0053571 | 0.8061 | 0.09115 | 0.89725 | 1966 | A | 0.1966 | 449 | A | 0.0449 | 442 | A | 0.0442
| 40 | keV | 0.0057143 | 0.8305 | 0.08738 | 0.91788 | 2078 | A | 0.2078 | 461 | A | 0.0461 | 459 | A | 0.0459
| 45 | keV | 0.0064286 | 0.8772 | 0.08082 | 0.95802 | 2296 | A | 0.2296 | 485 | A | 0.0485 | 491 | A | 0.0491
| 50 | keV | 0.0071429 | 0.9213 | 0.07529 | 0.99659 | 2507 | A | 0.2507 | 505 | A | 0.0505 | 520 | A | 0.052
| 55 | keV | 0.0078571 | 0.9631 | 0.07056 | 1.0337 | 2711 | A | 0.2711 | 524 | A | 0.0524 | 547 | A | 0.0547
| 60 | keV | 0.0085714 | 1.003 | 0.06645 | 1.0694 | 2909 | A | 0.2909 | 541 | A | 0.0541 | 572 | A | 0.0572
| 65 | keV | 0.0092857 | 1.041 | 0.06285 | 1.1038 | 3101 | A | 0.3101 | 556 | A | 0.0556 | 595 | A | 0.0595
| 70 | keV | 0.01 | 1.077 | 0.05966 | 1.1367 | 3288 | A | 0.3288 | 570 | A | 0.057 | 617 | A | 0.0617
| 80 | keV | 0.011429 | 1.143 | 0.05426 | 1.1973 | 3650 | A | 0.365 | 596 | A | 0.0596 | 657 | A | 0.0657
| 90 | keV | 0.012857 | 1.203 | 0.04985 | 1.2529 | 3996 | A | 0.3996 | 618 | A | 0.0618 | 693 | A | 0.0693
| 100 | keV | 0.014286 | 1.258 | 0.04617 | 1.3042 | 4330 | A | 0.433 | 638 | A | 0.0638 | 725 | A | 0.0725
| 110 | keV | 0.015714 | 1.307 | 0.04305 | 1.35 | 4652 | A | 0.4652 | 656 | A | 0.0656 | 754 | A | 0.0754
| 120 | keV | 0.017143 | 1.352 | 0.04037 | 1.3924 | 4966 | A | 0.4966 | 671 | A | 0.0671 | 781 | A | 0.0781
| 130 | keV | 0.018571 | 1.393 | 0.03803 | 1.431 | 5271 | A | 0.5271 | 686 | A | 0.0686 | 806 | A | 0.0806
| 140 | keV | 0.02 | 1.433 | 0.03597 | 1.469 | 5568 | A | 0.5568 | 699 | A | 0.0699 | 829 | A | 0.0829
| 150 | keV | 0.021429 | 1.471 | 0.03415 | 1.5051 | 5859 | A | 0.5859 | 711 | A | 0.0711 | 851 | A | 0.0851
| 160 | keV | 0.022857 | 1.508 | 0.03252 | 1.5405 | 6143 | A | 0.6143 | 722 | A | 0.0722 | 872 | A | 0.0872
| 170 | keV | 0.024286 | 1.545 | 0.03105 | 1.576 | 6421 | A | 0.6421 | 732 | A | 0.0732 | 891 | A | 0.0891
| 180 | keV | 0.025714 | 1.581 | 0.02973 | 1.6107 | 6694 | A | 0.6694 | 742 | A | 0.0742 | 909 | A | 0.0909
| 200 | keV | 0.028571 | 1.655 | 0.02741 | 1.6824 | 7222 | A | 0.7222 | 761 | A | 0.0761 | 943 | A | 0.0943
| 225 | keV | 0.032143 | 1.747 | 0.02502 | 1.772 | 7853 | A | 0.7853 | 783 | A | 0.0783 | 980 | A | 0.098
| 250 | keV | 0.035714 | 1.84 | 0.02305 | 1.8631 | 8454 | A | 0.8454 | 802 | A | 0.0802 | 1013 | A | 0.1013
| 275 | keV | 0.039286 | 1.931 | 0.02139 | 1.9524 | 9027 | A | 0.9027 | 819 | A | 0.0819 | 1043 | A | 0.1043
| 300 | keV | 0.042857 | 2.02 | 0.01997 | 2.04 | 9576 | A | 0.9576 | 833 | A | 0.0833 | 1070 | A | 0.107
| 325 | keV | 0.046429 | 2.107 | 0.01875 | 2.1258 | 1.01 | um | 1.01 | 846 | A | 0.0846 | 1094 | A | 0.1094
| 350 | keV | 0.05 | 2.191 | 0.01767 | 2.2087 | 1.06 | um | 1.06 | 858 | A | 0.0858 | 1116 | A | 0.1116
| 375 | keV | 0.053571 | 2.273 | 0.01673 | 2.2897 | 1.11 | um | 1.11 | 868 | A | 0.0868 | 1137 | A | 0.1137
| 400 | keV | 0.057143 | 2.351 | 0.01588 | 2.3669 | 1.16 | um | 1.16 | 878 | A | 0.0878 | 1155 | A | 0.1155
| 450 | keV | 0.064286 | 2.499 | 0.01445 | 2.5135 | 1.25 | um | 1.25 | 899 | A | 0.0899 | 1189 | A | 0.1189
| 500 | keV | 0.071429 | 2.635 | 0.01327 | 2.6483 | 1.33 | um | 1.33 | 917 | A | 0.0917 | 1218 | A | 0.1218
| 550 | keV | 0.078571 | 2.76 | 0.01228 | 2.7723 | 1.41 | um | 1.41 | 933 | A | 0.0933 | 1244 | A | 0.1244
| 600 | keV | 0.085714 | 2.873 | 0.01144 | 2.8844 | 1.49 | um | 1.49 | 947 | A | 0.0947 | 1267 | A | 0.1267
| 650 | keV | 0.092857 | 2.975 | 0.01071 | 2.9857 | 1.57 | um | 1.57 | 960 | A | 0.096 | 1288 | A | 0.1288
| 700 | keV | 0.1 | 3.067 | 0.01008 | 3.0771 | 1.64 | um | 1.64 | 972 | A | 0.0972 | 1307 | A | 0.1307
| 800 | keV | 0.11429 | 3.222 | 0.009031 | 3.231 | 1.78 | um | 1.78 | 1002 | A | 0.1002 | 1341 | A | 0.1341
| 900 | keV | 0.12857 | 3.343 | 0.008192 | 3.3512 | 1.91 | um | 1.91 | 1029 | A | 0.1029 | 1370 | A | 0.137
| 1 | MeV | 0.14286 | 3.436 | 0.007505 | 3.4435 | 2.04 | um | 2.04 | 1053 | A | 0.1053 | 1397 | A | 0.1397
| 1.1 | MeV | 0.15714 | 3.503 | 0.006932 | 3.5099 | 2.17 | um | 2.17 | 1075 | A | 0.1075 | 1420 | A | 0.142
| 1.2 | MeV | 0.17143 | 3.55 | 0.006445 | 3.5564 | 2.3 | um | 2.3 | 1095 | A | 0.1095 | 1442 | A | 0.1442
| 1.3 | MeV | 0.18571 | 3.579 | 0.006027 | 3.585 | 2.42 | um | 2.42 | 1115 | A | 0.1115 | 1463 | A | 0.1463
| 1.4 | MeV | 0.2 | 3.594 | 0.005663 | 3.5997 | 2.54 | um | 2.54 | 1134 | A | 0.1134 | 1482 | A | 0.1482
| 1.5 | MeV | 0.21429 | 3.597 | 0.005343 | 3.6023 | 2.67 | um | 2.67 | 1152 | A | 0.1152 | 1501 | A | 0.1501
| 1.6 | MeV | 0.22857 | 3.59 | 0.005059 | 3.5951 | 2.79 | um | 2.79 | 1170 | A | 0.117 | 1518 | A | 0.1518
| 1.7 | MeV | 0.24286 | 3.576 | 0.004807 | 3.5808 | 2.91 | um | 2.91 | 1187 | A | 0.1187 | 1535 | A | 0.1535
| 1.8 | MeV | 0.25714 | 3.555 | 0.004579 | 3.5596 | 3.04 | um | 3.04 | 1205 | A | 0.1205 | 1551 | A | 0.1551
| 2 | MeV | 0.28571 | 3.5 | 0.004187 | 3.5042 | 3.29 | um | 3.29 | 1264 | A | 0.1264 | 1583 | A | 0.1583
| 2.25 | MeV | 0.32143 | 3.415 | 0.003788 | 3.4188 | 3.61 | um | 3.61 | 1353 | A | 0.1353 | 1621 | A | 0.1621
| 2.5 | MeV | 0.35714 | 3.32 | 0.003462 | 3.3235 | 3.94 | um | 3.94 | 1439 | A | 0.1439 | 1658 | A | 0.1658
| 2.75 | MeV | 0.39286 | 3.222 | 0.00319 | 3.2252 | 4.28 | um | 4.28 | 1526 | A | 0.1526 | 1695 | A | 0.1695
| 3 | MeV | 0.42857 | 3.124 | 0.002961 | 3.127 | 4.63 | um | 4.63 | 1612 | A | 0.1612 | 1732 | A | 0.1732
| 3.25 | MeV | 0.46429 | 3.027 | 0.002764 | 3.0298 | 4.99 | um | 4.99 | 1699 | A | 0.1699 | 1768 | A | 0.1768
| 3.5 | MeV | 0.5 | 2.935 | 0.002593 | 2.9376 | 5.36 | um | 5.36 | 1787 | A | 0.1787 | 1805 | A | 0.1805
| 3.75 | MeV | 0.53571 | 2.846 | 0.002443 | 2.8484 | 5.74 | um | 5.74 | 1876 | A | 0.1876 | 1843 | A | 0.1843
| 4 | MeV | 0.57143 | 2.762 | 0.00231 | 2.7643 | 6.14 | um | 6.14 | 1966 | A | 0.1966 | 1882 | A | 0.1882
| 4.5 | MeV | 0.64286 | 2.606 | 0.002086 | 2.6081 | 6.96 | um | 6.96 | 2302 | A | 0.2302 | 1961 | A | 0.1961
| 5 | MeV | 0.71429 | 2.466 | 0.001904 | 2.4679 | 7.84 | um | 7.84 | 2629 | A | 0.2629 | 2044 | A | 0.2044
| 5.5 | MeV | 0.78571 | 2.341 | 0.001753 | 2.3428 | 8.76 | um | 8.76 | 2950 | A | 0.295 | 2132 | A | 0.2132
| 6 | MeV | 0.85714 | 2.228 | 0.001625 | 2.2296 | 9.73 | um | 9.73 | 3269 | A | 0.3269 | 2224 | A | 0.2224
| 6.5 | MeV | 0.92857 | 2.127 | 0.001515 | 2.1285 | 10.75 | um | 10.75 | 3587 | A | 0.3587 | 2321 | A | 0.2321
| 7 | MeV | 1 | 2.035 | 0.00142 | 2.0364 | 11.82 | um | 11.82 | 3906 | A | 0.3906 | 2423 | A | 0.2423
| 8 | MeV | 1.1429 | 1.876 | 0.001263 | 1.8773 | 14.09 | um | 14.09 | 5084 | A | 0.5084 | 2642 | A | 0.2642
| 9 | MeV | 1.2857 | 1.742 | 0.001139 | 1.7431 | 16.54 | um | 16.54 | 6183 | A | 0.6183 | 2881 | A | 0.2881
| 10 | MeV | 1.4286 | 1.628 | 0.001039 | 1.629 | 19.17 | um | 19.17 | 7246 | A | 0.7246 | 3140 | A | 0.314
| 11 | MeV | 1.5714 | 1.53 | 0.0009549 | 1.531 | 21.98 | um | 21.98 | 8292 | A | 0.8292 | 3419 | A | 0.3419
| 12 | MeV | 1.7143 | 1.445 | 0.0008843 | 1.4459 | 24.97 | um | 24.97 | 9333 | A | 0.9333 | 3717 | A | 0.3717
| 13 | MeV | 1.8571 | 1.37 | 0.000824 | 1.3708 | 28.12 | um | 28.12 | 1.04 | um | 1.04 | 4033 | A | 0.4033
| 14 | MeV | 2 | 1.303 | 0.0007717 | 1.3038 | 31.44 | um | 31.44 | 1.14 | um | 1.14 | 4368 | A | 0.4368
| 15 | MeV | 2.1429 | 1.243 | 0.000726 | 1.2437 | 34.93 | um | 34.93 | 1.25 | um | 1.25 | 4720 | A | 0.472
| 16 | MeV | 2.2857 | 1.184 | 0.0006856 | 1.1847 | 38.58 | um | 38.58 | 1.35 | um | 1.35 | 5090 | A | 0.509
| 17 | MeV | 2.4286 | 1.126 | 0.0006497 | 1.1266 | 42.43 | um | 42.43 | 1.46 | um | 1.46 | 5479 | A | 0.5479
| 18 | MeV | 2.5714 | 1.078 | 0.0006176 | 1.0786 | 46.45 | um | 46.45 | 1.57 | um | 1.57 | 5886 | A | 0.5886
| 20 | MeV | 2.8571 | 0.9953 | 0.0005624 | 0.99586 | 55.02 | um | 55.02 | 1.99 | um | 1.99 | 6755 | A | 0.6755
| 22.5 | MeV | 3.2143 | 0.9094 | 0.0005064 | 0.90991 | 66.68 | um | 66.68 | 2.6 | um | 2.6 | 7939 | A | 0.7939
| 25 | MeV | 3.5714 | 0.8385 | 0.000461 | 0.83896 | 79.38 | um | 79.38 | 3.17 | um | 3.17 | 9228 | A | 0.9228
| 27.5 | MeV | 3.9286 | 0.7788 | 0.0004234 | 0.77922 | 93.11 | um | 93.11 | 3.72 | um | 3.72 | 1.06 | um | 1.06
| 30 | MeV | 4.2857 | 0.7277 | 0.0003917 | 0.72809 | 107.84 | um | 107.84 | 4.28 | um | 4.28 | 1.21 | um | 1.21
| 32.5 | MeV | 4.6429 | 0.6836 | 0.0003646 | 0.68396 | 123.57 | um | 123.57 | 4.83 | um | 4.83 | 1.37 | um | 1.37
| 35 | MeV | 5 | 0.6449 | 0.0003412 | 0.64524 | 140.27 | um | 140.27 | 5.39 | um | 5.39 | 1.54 | um | 1.54
| 37.5 | MeV | 5.3571 | 0.6108 | 0.0003208 | 0.61112 | 157.95 | um | 157.95 | 5.95 | um | 5.95 | 1.72 | um | 1.72
| 40 | MeV | 5.7143 | 0.5804 | 0.0003027 | 0.5807 | 176.58 | um | 176.58 | 6.52 | um | 6.52 | 1.9 | um | 1.9
| 45 | MeV | 6.4286 | 0.5286 | 0.0002723 | 0.52887 | 216.64 | um | 216.64 | 8.67 | um | 8.67 | 2.3 | um | 2.3
| 50 | MeV | 7.1429 | 0.486 | 0.0002477 | 0.48625 | 260.42 | um | 260.42 | 10.68 | um | 10.68 | 2.74 | um | 2.74
| 55 | MeV | 7.8571 | 0.4502 | 0.0002273 | 0.45043 | 307.85 | um | 307.85 | 12.64 | um | 12.64 | 3.21 | um | 3.21
| 60 | MeV | 8.5714 | 0.4198 | 0.0002102 | 0.42001 | 358.88 | um | 358.88 | 14.58 | um | 14.58 | 3.71 | um | 3.71
| 65 | MeV | 9.2857 | 0.3936 | 0.0001956 | 0.3938 | 413.46 | um | 413.46 | 16.53 | um | 16.53 | 4.25 | um | 4.25
| 70 | MeV | 10 | 0.3707 | 0.0001829 | 0.37088 | 471.54 | um | 471.54 | 18.49 | um | 18.49 | 4.82 | um | 4.82
| 80 | MeV | 11.4286 | 0.3327 | 0.0001621 | 0.33286 | 597.89 | um | 597.89 | 25.78 | um | 25.78 | 6.05 | um | 6.05
| 90 | MeV | 12.8571 | 0.3024 | 0.0001457 | 0.30255 | 737.8 | um | 737.8 | 32.57 | um | 32.57 | 7.41 | um | 7.41
| 100 | MeV | 14.2857 | 0.2775 | 0.0001324 | 0.27763 | 890.99 | um | 890.99 | 39.19 | um | 39.19 | 8.89 | um | 8.89
| 110 | MeV | 15.7143 | 0.2568 | 0.0001215 | 0.25692 | 1.06 | mm | 1060 | 45.78 | um | 45.78 | 10.5 | um | 10.5
| 120 | MeV | 17.1429 | 0.2392 | 0.0001123 | 0.23931 | 1.24 | mm | 1240 | 52.41 | um | 52.41 | 12.21 | um | 12.21
| 130 | MeV | 18.5714 | 0.2241 | 0.0001044 | 0.2242 | 1.43 | mm | 1430 | 59.1 | um | 59.1 | 14.05 | um | 14.05
| 140 | MeV | 20 | 0.2109 | 9.758e-05 | 0.211 | 1.63 | mm | 1630 | 65.87 | um | 65.87 | 15.99 | um | 15.99
| 150 | MeV | 21.4286 | 0.1994 | 9.165e-05 | 0.19949 | 1.85 | mm | 1850 | 72.74 | um | 72.74 | 18.05 | um | 18.05
| 160 | MeV | 22.8571 | 0.1891 | 8.642e-05 | 0.18919 | 2.08 | mm | 2080 | 79.72 | um | 79.72 | 20.21 | um | 20.21
| 170 | MeV | 24.2857 | 0.18 | 8.178e-05 | 0.18008 | 2.32 | mm | 2320 | 86.8 | um | 86.8 | 22.49 | um | 22.49
| 180 | MeV | 25.7143 | 0.1718 | 7.763e-05 | 0.17188 | 2.57 | mm | 2570 | 93.98 | um | 93.98 | 24.86 | um | 24.86
| 200 | MeV | 28.5714 | 0.1577 | 7.051e-05 | 0.15777 | 3.11 | mm | 3110 | 121.29 | um | 121.29 | 29.93 | um | 29.93
| 225 | MeV | 32.1429 | 0.1433 | 6.333e-05 | 0.14336 | 3.85 | mm | 3850 | 160.35 | um | 160.35 | 36.85 | um | 36.85
| 250 | MeV | 35.7143 | 0.1316 | 5.752e-05 | 0.13166 | 4.66 | mm | 4660 | 197.25 | um | 197.25 | 44.37 | um | 44.37
| 275 | MeV | 39.2857 | 0.1218 | 5.272e-05 | 0.12185 | 5.53 | mm | 5530 | 233.32 | um | 233.32 | 52.5 | um | 52.5
| 300 | MeV | 42.8571 | 0.1136 | 4.868e-05 | 0.11365 | 6.47 | mm | 6470 | 269.15 | um | 269.15 | 61.21 | um | 61.21
| 325 | MeV | 46.4286 | 0.1065 | 4.524e-05 | 0.10655 | 7.48 | mm | 7480 | 305.03 | um | 305.03 | 70.48 | um | 70.48
| 350 | MeV | 50 | 0.1004 | 4.227e-05 | 0.10044 | 8.56 | mm | 8560 | 341.12 | um | 341.12 | 80.31 | um | 80.31
| 375 | MeV | 53.5714 | 0.09506 | 3.968e-05 | 0.0951 | 9.69 | mm | 9690 | 377.52 | um | 377.52 | 90.68 | um | 90.68
| 400 | MeV | 57.1429 | 0.09032 | 3.74e-05 | 0.090357 | 10.89 | mm | 10890 | 414.28 | um | 414.28 | 101.57 | um | 101.57
| 450 | MeV | 64.2857 | 0.08233 | 3.357e-05 | 0.082364 | 13.46 | mm | 13460 | 552.46 | um | 552.46 | 124.9 | um | 124.9
| 500 | MeV | 71.4286 | 0.07584 | 3.047e-05 | 0.07587 | 16.27 | mm | 16270 | 681.46 | um | 681.46 | 150.2 | um | 150.2
| 550 | MeV | 78.5714 | 0.07046 | 2.792e-05 | 0.070488 | 19.31 | mm | 19310 | 806.52 | um | 806.52 | 177.38 | um | 177.38
| 600 | MeV | 85.7143 | 0.06593 | 2.577e-05 | 0.065956 | 22.56 | mm | 22560 | 929.88 | um | 929.88 | 206.37 | um | 206.37
| 650 | MeV | 92.8571 | 0.06205 | 2.394e-05 | 0.062074 | 26.03 | mm | 26030 | 1.05 | mm | 1050 | 237.1 | um | 237.1
| 700 | MeV | 100 | 0.0587 | 2.236e-05 | 0.058722 | 29.71 | mm | 29710 | 1.18 | mm | 1180 | 269.49 | um | 269.49
| 800 | MeV | 114.2857 | 0.05319 | 1.977e-05 | 0.05321 | 37.65 | mm | 37650 | 1.63 | mm | 1630 | 339.05 | um | 339.05
| 900 | MeV | 128.5714 | 0.04884 | 1.774e-05 | 0.048858 | 46.36 | mm | 46360 | 2.04 | mm | 2040 | 414.57 | um | 414.57
| 1 | GeV | 142.8571 | 0.04532 | 1.609e-05 | 0.045336 | 55.79 | mm | 55790 | 2.44 | mm | 2440 | 495.63 | um | 495.63
| 1.1 | GeV | 157.1429 | 0.04242 | 1.474e-05 | 0.042435 | 65.92 | mm | 65920 | 2.84 | mm | 2840 | 581.83 | um | 581.83
| 1.2 | GeV | 171.4286 | 0.03998 | 1.36e-05 | 0.039994 | 76.69 | mm | 76690 | 3.22 | mm | 3220 | 672.83 | um | 672.83
| 1.3 | GeV | 185.7143 | 0.0379 | 1.263e-05 | 0.037913 | 88.09 | mm | 88090 | 3.61 | mm | 3610 | 768.3 | um | 768.3
| 1.4 | GeV | 200 | 0.03611 | 1.179e-05 | 0.036122 | 100.09 | mm | 100090 | 3.99 | mm | 3990 | 867.95 | um | 867.95
| 1.5 | GeV | 214.2857 | 0.03455 | 1.106e-05 | 0.034561 | 112.66 | mm | 112660 | 4.37 | mm | 4370 | 971.5 | um | 971.5
| 1.6 | GeV | 228.5714 | 0.03318 | 1.042e-05 | 0.03319 | 125.76 | mm | 125760 | 4.75 | mm | 4750 | 1.08 | mm | 1080
| 1.7 | GeV | 242.8571 | 0.03196 | 9.852e-06 | 0.03197 | 139.39 | mm | 139390 | 5.13 | mm | 5130 | 1.19 | mm | 1190
| 1.8 | GeV | 257.1429 | 0.03088 | 9.344e-06 | 0.030889 | 153.52 | mm | 153520 | 5.51 | mm | 5510 | 1.3 | mm | 1300
| 2 | GeV | 285.7143 | 0.02904 | 8.475e-06 | 0.029048 | 183.16 | mm | 183160 | 6.93 | mm | 6930 | 1.54 | mm | 1540
| 2.25 | GeV | 321.4286 | 0.02719 | 7.598e-06 | 0.027198 | 222.65 | mm | 222650 | 8.91 | mm | 8910 | 1.85 | mm | 1850
| 2.5 | GeV | 357.1429 | 0.02571 | 6.89e-06 | 0.025717 | 264.62 | mm | 264620 | 10.72 | mm | 10720 | 2.17 | mm | 2170
| 2.75 | GeV | 392.8571 | 0.0245 | 6.306e-06 | 0.024506 | 308.83 | mm | 308830 | 12.42 | mm | 12420 | 2.51 | mm | 2510
| 3 | GeV | 428.5714 | 0.0235 | 5.817e-06 | 0.023506 | 355.07 | mm | 355070 | 14.04 | mm | 14040 | 2.85 | mm | 2850
| 3.25 | GeV | 464.2857 | 0.02265 | 5.4e-06 | 0.022655 | 403.16 | mm | 403160 | 15.62 | mm | 15620 | 3.21 | mm | 3210
| 3.5 | GeV | 500 | 0.02193 | 5.04e-06 | 0.021935 | 452.94 | mm | 452940 | 17.14 | mm | 17140 | 3.57 | mm | 3570
| 3.75 | GeV | 535.7143 | 0.02131 | 4.727e-06 | 0.021315 | 504.26 | mm | 504260 | 18.62 | mm | 18620 | 3.93 | mm | 3930
| 4 | GeV | 571.4286 | 0.02077 | 4.451e-06 | 0.020774 | 557 | mm | 557000 | 20.07 | mm | 20070 | 4.31 | mm | 4310
| 4.5 | GeV | 642.8571 | 0.01989 | 3.989e-06 | 0.019894 | 666.19 | mm | 666190 | 25.35 | mm | 25350 | 5.06 | mm | 5060
| 5 | GeV | 714.2857 | 0.01919 | 3.616e-06 | 0.019194 | 779.77 | mm | 779770 | 30.03 | mm | 30030 | 5.82 | mm | 5820
| 5.5 | GeV | 785.7143 | 0.01864 | 3.309e-06 | 0.018643 | 897.09 | mm | 897090 | 34.32 | mm | 34320 | 6.59 | mm | 6590
| 6 | GeV | 857.1429 | 0.01819 | 3.051e-06 | 0.018193 | 1.02 | m | 1020000 | 38.34 | mm | 38340 | 7.35 | mm | 7350
| 6.5 | GeV | 928.5714 | 0.01783 | 2.832e-06 | 0.017833 | 1.14 | m | 1140000 | 42.13 | mm | 42130 | 8.12 | mm | 8120
228 | 7 | GeV | 1000 | 0.01752 | 2.642e-06 | 0.017523 | 1.27 | m | 1270000 | 45.74 | mm | 45740 | 8.88 | mm | 8880

## srim7Li_Diamond
1 | 2 | 3 | 4 | 5 | 6 | 7 | 8 | 9 | 10 | 11 | 12 | 13 | 14 | 15 | 16
2 | "SRIMfit"data table | [9 empty] | please fill in |  | from SRIM output
3 | SRIM ver= | SRIM-2013.00 |  | Gas? |  | == Target Composition == |  |  |  |  | please change in |  | for appropriate value/formula
4 | Ion Z= | 3 |  |  | Atom | Atom | Atomic | Mass |  | Multiply Stopping by ; for Stopping Units
5 | Ion A= | 7 | amu |  | Name | Numb | [%] | [%] | unitID | Cnv. Factor |  |  |  | ThisWSname | srim7Li_Diamond
6 | Target= | Diamond | short name |  | C | 6 | 100 | 100 | 1 | 35.199 | eV / Angstrom |  |  | Corded | Ayoshida.RIKEN 2017.11
7 |  | Diamond(dens=3.52) | [6 empty] | 2 | 351.99 | keV / micron
8 | Trg.Dens= | 3.52 | g/cm3 | [5 empty] | 3 | 351.99 | MeV / mm
9 |  | 1.7648e+23 | atoms/cm3 | [5 empty] | 4 | 1 | keV / (ug/cm2)
10 | BraggCrct= | 0% | [6 empty] | 5 | 1 | MeV / (mg/cm2)
11 |  | row# | SRIM E range | [5 empty] | 6 | 1000 | keV / (mg/cm2)
12 | Emin= | 20 | 0.07 | 10eV/A |  |  |  |  | 7 | 19.945 | eV / (1E15 atoms/cm2)
13 | Emax= | 228 | 7000000 | 1GeV/A |  |  |  |  | 8 | 0.82503 | L.S.S. reduced unit
14 | if Gas; Ptbl = |  | Pa |  |  |  | 100 | 100 | 0 | == 5 : MeV/(mg/cm2)
15 | if Gas; Ttbl = |  | degC
16 |  |  |  |  | SRIM Stopping Power Unit = [MeV/(mg/cm2)] |  |  |  |  | used: Carbon (nat.) Density= 3.52
17 | Ion |  |  | dE/dx Elec | dE/dx Nucl | dE/dx tot | Projected |  |  | Longitudinal |  |  | Lateral
18 | Energy |  | [MeV/u] | [MeV/(mg/cm2)] |  |  | Range |  | [um] | Straggling |  | [um] | Straggling |  | [um]
19
20 | 69.9999 | eV | 1e-05 | 0.03671 | 0.2374 | 0.27411 | 5 | A | 0.0005 | 4 | A | 0.0004 | 3 | A | 0.0003
| 79.9999 | eV | 1.1429e-05 | 0.03924 | 0.2469 | 0.28614 | 6 | A | 0.0006 | 4 | A | 0.0004 | 3 | A | 0.0003
| 89.9999 | eV | 1.2857e-05 | 0.04162 | 0.2552 | 0.29682 | 6 | A | 0.0006 | 5 | A | 0.0005 | 4 | A | 0.0004
| 99.9999 | eV | 1.4286e-05 | 0.04387 | 0.2626 | 0.30647 | 7 | A | 0.0007 | 5 | A | 0.0005 | 4 | A | 0.0004
| 110 | eV | 1.5714e-05 | 0.04601 | 0.2692 | 0.31521 | 7 | A | 0.0007 | 5 | A | 0.0005 | 4 | A | 0.0004
| 120 | eV | 1.7143e-05 | 0.04806 | 0.2751 | 0.32316 | 8 | A | 0.0008 | 6 | A | 0.0006 | 4 | A | 0.0004
| 130 | eV | 1.8571e-05 | 0.05002 | 0.2805 | 0.33052 | 8 | A | 0.0008 | 6 | A | 0.0006 | 4 | A | 0.0004
| 139.999 | eV | 2e-05 | 0.05191 | 0.2855 | 0.33741 | 9 | A | 0.0009 | 6 | A | 0.0006 | 5 | A | 0.0005
| 149.999 | eV | 2.1428e-05 | 0.05373 | 0.29 | 0.34373 | 9 | A | 0.0009 | 7 | A | 0.0007 | 5 | A | 0.0005
| 159.999 | eV | 2.2857e-05 | 0.05549 | 0.2941 | 0.34959 | 9 | A | 0.0009 | 7 | A | 0.0007 | 5 | A | 0.0005
| 169.999 | eV | 2.4286e-05 | 0.0572 | 0.2979 | 0.3551 | 10 | A | 0.001 | 7 | A | 0.0007 | 5 | A | 0.0005
| 179.999 | eV | 2.5714e-05 | 0.05886 | 0.3015 | 0.36036 | 10 | A | 0.001 | 7 | A | 0.0007 | 5 | A | 0.0005
| 199.999 | eV | 2.8571e-05 | 0.06204 | 0.3078 | 0.36984 | 11 | A | 0.0011 | 8 | A | 0.0008 | 6 | A | 0.0006
| 224.999 | eV | 3.2143e-05 | 0.06581 | 0.3146 | 0.38041 | 12 | A | 0.0012 | 8 | A | 0.0008 | 6 | A | 0.0006
| 249.999 | eV | 3.5714e-05 | 0.06937 | 0.3203 | 0.38967 | 13 | A | 0.0013 | 9 | A | 0.0009 | 7 | A | 0.0007
| 274.999 | eV | 3.9286e-05 | 0.07275 | 0.3252 | 0.39795 | 14 | A | 0.0014 | 10 | A | 0.001 | 7 | A | 0.0007
| 299.999 | eV | 4.2857e-05 | 0.07599 | 0.3294 | 0.40539 | 15 | A | 0.0015 | 10 | A | 0.001 | 7 | A | 0.0007
| 324.999 | eV | 4.6428e-05 | 0.07909 | 0.3331 | 0.41219 | 16 | A | 0.0016 | 11 | A | 0.0011 | 8 | A | 0.0008
| 349.999 | eV | 5e-05 | 0.08208 | 0.3363 | 0.41838 | 17 | A | 0.0017 | 11 | A | 0.0011 | 8 | A | 0.0008
| 374.999 | eV | 5.3571e-05 | 0.08496 | 0.339 | 0.42396 | 18 | A | 0.0018 | 12 | A | 0.0012 | 9 | A | 0.0009
| 399.999 | eV | 5.7143e-05 | 0.08774 | 0.3414 | 0.42914 | 19 | A | 0.0019 | 12 | A | 0.0012 | 9 | A | 0.0009
| 449.999 | eV | 6.4286e-05 | 0.09307 | 0.3453 | 0.43837 | 21 | A | 0.0021 | 14 | A | 0.0014 | 10 | A | 0.001
| 499.999 | eV | 7.1428e-05 | 0.0981 | 0.3483 | 0.4464 | 22 | A | 0.0022 | 15 | A | 0.0015 | 11 | A | 0.0011
| 549.999 | eV | 7.8571e-05 | 0.1029 | 0.3505 | 0.4534 | 24 | A | 0.0024 | 16 | A | 0.0016 | 11 | A | 0.0011
| 599.999 | eV | 8.5714e-05 | 0.1075 | 0.3521 | 0.4596 | 26 | A | 0.0026 | 17 | A | 0.0017 | 12 | A | 0.0012
| 649.999 | eV | 9.2857e-05 | 0.1119 | 0.3533 | 0.4652 | 28 | A | 0.0028 | 18 | A | 0.0018 | 13 | A | 0.0013
| 699.999 | eV | 0.0001 | 0.1161 | 0.354 | 0.4701 | 30 | A | 0.003 | 19 | A | 0.0019 | 13 | A | 0.0013
| 799.999 | eV | 0.00011429 | 0.1241 | 0.3545 | 0.4786 | 33 | A | 0.0033 | 20 | A | 0.002 | 15 | A | 0.0015
| 899.999 | eV | 0.00012857 | 0.1316 | 0.3541 | 0.4857 | 37 | A | 0.0037 | 22 | A | 0.0022 | 16 | A | 0.0016
| 999.999 | eV | 0.00014286 | 0.1387 | 0.3531 | 0.4918 | 40 | A | 0.004 | 24 | A | 0.0024 | 17 | A | 0.0017
| 1.1 | keV | 0.00015714 | 0.1455 | 0.3515 | 0.497 | 44 | A | 0.0044 | 26 | A | 0.0026 | 19 | A | 0.0019
| 1.2 | keV | 0.00017143 | 0.152 | 0.3496 | 0.5016 | 48 | A | 0.0048 | 28 | A | 0.0028 | 20 | A | 0.002
| 1.3 | keV | 0.00018571 | 0.1582 | 0.3474 | 0.5056 | 51 | A | 0.0051 | 29 | A | 0.0029 | 21 | A | 0.0021
| 1.4 | keV | 0.0002 | 0.1642 | 0.345 | 0.5092 | 55 | A | 0.0055 | 31 | A | 0.0031 | 22 | A | 0.0022
| 1.5 | keV | 0.00021429 | 0.1699 | 0.3425 | 0.5124 | 58 | A | 0.0058 | 33 | A | 0.0033 | 24 | A | 0.0024
| 1.6 | keV | 0.00022857 | 0.1755 | 0.3399 | 0.5154 | 62 | A | 0.0062 | 35 | A | 0.0035 | 25 | A | 0.0025
| 1.7 | keV | 0.00024286 | 0.1809 | 0.3372 | 0.5181 | 66 | A | 0.0066 | 36 | A | 0.0036 | 26 | A | 0.0026
| 1.8 | keV | 0.00025714 | 0.1861 | 0.3345 | 0.5206 | 69 | A | 0.0069 | 38 | A | 0.0038 | 27 | A | 0.0027
| 2 | keV | 0.00028571 | 0.1962 | 0.3289 | 0.5251 | 76 | A | 0.0076 | 41 | A | 0.0041 | 30 | A | 0.003
| 2.25 | keV | 0.00032143 | 0.2081 | 0.322 | 0.5301 | 85 | A | 0.0085 | 45 | A | 0.0045 | 33 | A | 0.0033
| 2.5 | keV | 0.00035714 | 0.2194 | 0.3152 | 0.5346 | 95 | A | 0.0095 | 49 | A | 0.0049 | 36 | A | 0.0036
| 2.75 | keV | 0.00039286 | 0.2301 | 0.3085 | 0.5386 | 104 | A | 0.0104 | 53 | A | 0.0053 | 38 | A | 0.0038
| 3 | keV | 0.00042857 | 0.2403 | 0.3021 | 0.5424 | 113 | A | 0.0113 | 57 | A | 0.0057 | 41 | A | 0.0041
| 3.25 | keV | 0.00046429 | 0.2501 | 0.2959 | 0.546 | 122 | A | 0.0122 | 60 | A | 0.006 | 44 | A | 0.0044
| 3.5 | keV | 0.0005 | 0.2596 | 0.2899 | 0.5495 | 131 | A | 0.0131 | 64 | A | 0.0064 | 47 | A | 0.0047
| 3.75 | keV | 0.00053571 | 0.2687 | 0.2842 | 0.5529 | 140 | A | 0.014 | 67 | A | 0.0067 | 50 | A | 0.005
| 4 | keV | 0.00057143 | 0.2775 | 0.2787 | 0.5562 | 150 | A | 0.015 | 71 | A | 0.0071 | 52 | A | 0.0052
| 4.5 | keV | 0.00064286 | 0.2943 | 0.2684 | 0.5627 | 168 | A | 0.0168 | 78 | A | 0.0078 | 58 | A | 0.0058
| 5 | keV | 0.00071429 | 0.3102 | 0.2589 | 0.5691 | 187 | A | 0.0187 | 84 | A | 0.0084 | 63 | A | 0.0063
| 5.5 | keV | 0.00078571 | 0.3254 | 0.2501 | 0.5755 | 205 | A | 0.0205 | 90 | A | 0.009 | 68 | A | 0.0068
| 6 | keV | 0.00085714 | 0.3398 | 0.242 | 0.5818 | 224 | A | 0.0224 | 96 | A | 0.0096 | 73 | A | 0.0073
| 6.5 | keV | 0.00092857 | 0.3537 | 0.2344 | 0.5881 | 242 | A | 0.0242 | 102 | A | 0.0102 | 79 | A | 0.0079
| 7 | keV | 0.001 | 0.3671 | 0.2274 | 0.5945 | 261 | A | 0.0261 | 108 | A | 0.0108 | 83 | A | 0.0083
| 8 | keV | 0.0011429 | 0.3924 | 0.2148 | 0.6072 | 298 | A | 0.0298 | 118 | A | 0.0118 | 93 | A | 0.0093
| 9 | keV | 0.0012857 | 0.4162 | 0.2037 | 0.6199 | 334 | A | 0.0334 | 128 | A | 0.0128 | 103 | A | 0.0103
| 10 | keV | 0.0014286 | 0.4387 | 0.1939 | 0.6326 | 371 | A | 0.0371 | 138 | A | 0.0138 | 112 | A | 0.0112
| 11 | keV | 0.0015714 | 0.4601 | 0.1851 | 0.6452 | 407 | A | 0.0407 | 147 | A | 0.0147 | 120 | A | 0.012
| 12 | keV | 0.0017143 | 0.4806 | 0.1773 | 0.6579 | 442 | A | 0.0442 | 155 | A | 0.0155 | 129 | A | 0.0129
| 13 | keV | 0.0018571 | 0.5002 | 0.1701 | 0.6703 | 478 | A | 0.0478 | 163 | A | 0.0163 | 137 | A | 0.0137
| 14 | keV | 0.002 | 0.5191 | 0.1637 | 0.6828 | 513 | A | 0.0513 | 171 | A | 0.0171 | 145 | A | 0.0145
| 15 | keV | 0.0021429 | 0.5349 | 0.1577 | 0.6926 | 547 | A | 0.0547 | 178 | A | 0.0178 | 153 | A | 0.0153
| 16 | keV | 0.0022857 | 0.5501 | 0.1523 | 0.7024 | 582 | A | 0.0582 | 185 | A | 0.0185 | 160 | A | 0.016
| 17 | keV | 0.0024286 | 0.5649 | 0.1473 | 0.7122 | 616 | A | 0.0616 | 192 | A | 0.0192 | 167 | A | 0.0167
| 18 | keV | 0.0025714 | 0.5793 | 0.1426 | 0.7219 | 650 | A | 0.065 | 198 | A | 0.0198 | 174 | A | 0.0174
| 20 | keV | 0.0028571 | 0.6068 | 0.1343 | 0.7411 | 717 | A | 0.0717 | 210 | A | 0.021 | 188 | A | 0.0188
| 22.5 | keV | 0.0032143 | 0.6394 | 0.1253 | 0.7647 | 799 | A | 0.0799 | 224 | A | 0.0224 | 204 | A | 0.0204
| 25 | keV | 0.0035714 | 0.6703 | 0.1176 | 0.7879 | 879 | A | 0.0879 | 237 | A | 0.0237 | 219 | A | 0.0219
| 27.5 | keV | 0.0039286 | 0.6997 | 0.111 | 0.8107 | 958 | A | 0.0958 | 249 | A | 0.0249 | 233 | A | 0.0233
| 30 | keV | 0.0042857 | 0.7278 | 0.1051 | 0.8329 | 1036 | A | 0.1036 | 259 | A | 0.0259 | 246 | A | 0.0246
| 32.5 | keV | 0.0046429 | 0.7549 | 0.09994 | 0.85484 | 1111 | A | 0.1111 | 269 | A | 0.0269 | 259 | A | 0.0259
| 35 | keV | 0.005 | 0.7809 | 0.09531 | 0.87621 | 1186 | A | 0.1186 | 279 | A | 0.0279 | 271 | A | 0.0271
| 37.5 | keV | 0.0053571 | 0.8061 | 0.09115 | 0.89725 | 1259 | A | 0.1259 | 287 | A | 0.0287 | 283 | A | 0.0283
| 40 | keV | 0.0057143 | 0.8305 | 0.08738 | 0.91788 | 1330 | A | 0.133 | 295 | A | 0.0295 | 294 | A | 0.0294
| 45 | keV | 0.0064286 | 0.8772 | 0.08082 | 0.95802 | 1470 | A | 0.147 | 310 | A | 0.031 | 314 | A | 0.0314
| 50 | keV | 0.0071429 | 0.9213 | 0.07529 | 0.99659 | 1604 | A | 0.1604 | 324 | A | 0.0324 | 333 | A | 0.0333
| 55 | keV | 0.0078571 | 0.9631 | 0.07056 | 1.0337 | 1735 | A | 0.1735 | 335 | A | 0.0335 | 350 | A | 0.035
| 60 | keV | 0.0085714 | 1.003 | 0.06645 | 1.0694 | 1862 | A | 0.1862 | 346 | A | 0.0346 | 366 | A | 0.0366
| 65 | keV | 0.0092857 | 1.041 | 0.06285 | 1.1038 | 1985 | A | 0.1985 | 356 | A | 0.0356 | 381 | A | 0.0381
| 70 | keV | 0.01 | 1.077 | 0.05966 | 1.1367 | 2105 | A | 0.2105 | 365 | A | 0.0365 | 395 | A | 0.0395
| 80 | keV | 0.011429 | 1.143 | 0.05426 | 1.1973 | 2336 | A | 0.2336 | 382 | A | 0.0382 | 421 | A | 0.0421
| 90 | keV | 0.012857 | 1.203 | 0.04985 | 1.2529 | 2558 | A | 0.2558 | 396 | A | 0.0396 | 443 | A | 0.0443
| 100 | keV | 0.014286 | 1.258 | 0.04617 | 1.3042 | 2771 | A | 0.2771 | 408 | A | 0.0408 | 464 | A | 0.0464
| 110 | keV | 0.015714 | 1.307 | 0.04305 | 1.35 | 2978 | A | 0.2978 | 420 | A | 0.042 | 483 | A | 0.0483
| 120 | keV | 0.017143 | 1.352 | 0.04037 | 1.3924 | 3178 | A | 0.3178 | 430 | A | 0.043 | 500 | A | 0.05
| 130 | keV | 0.018571 | 1.393 | 0.03803 | 1.431 | 3373 | A | 0.3373 | 439 | A | 0.0439 | 516 | A | 0.0516
| 140 | keV | 0.02 | 1.433 | 0.03597 | 1.469 | 3564 | A | 0.3564 | 447 | A | 0.0447 | 531 | A | 0.0531
| 150 | keV | 0.021429 | 1.471 | 0.03415 | 1.5051 | 3750 | A | 0.375 | 455 | A | 0.0455 | 545 | A | 0.0545
| 160 | keV | 0.022857 | 1.508 | 0.03252 | 1.5405 | 3932 | A | 0.3932 | 462 | A | 0.0462 | 558 | A | 0.0558
| 170 | keV | 0.024286 | 1.545 | 0.03105 | 1.576 | 4110 | A | 0.411 | 469 | A | 0.0469 | 570 | A | 0.057
| 180 | keV | 0.025714 | 1.581 | 0.02973 | 1.6107 | 4285 | A | 0.4285 | 475 | A | 0.0475 | 582 | A | 0.0582
| 200 | keV | 0.028571 | 1.655 | 0.02741 | 1.6824 | 4623 | A | 0.4623 | 487 | A | 0.0487 | 603 | A | 0.0603
| 225 | keV | 0.032143 | 1.747 | 0.02502 | 1.772 | 5026 | A | 0.5026 | 501 | A | 0.0501 | 627 | A | 0.0627
| 250 | keV | 0.035714 | 1.84 | 0.02305 | 1.8631 | 5411 | A | 0.5411 | 514 | A | 0.0514 | 649 | A | 0.0649
| 275 | keV | 0.039286 | 1.931 | 0.02139 | 1.9524 | 5778 | A | 0.5778 | 524 | A | 0.0524 | 668 | A | 0.0668
| 300 | keV | 0.042857 | 2.02 | 0.01997 | 2.04 | 6129 | A | 0.6129 | 533 | A | 0.0533 | 685 | A | 0.0685
| 325 | keV | 0.046429 | 2.107 | 0.01875 | 2.1258 | 6466 | A | 0.6466 | 542 | A | 0.0542 | 700 | A | 0.07
| 350 | keV | 0.05 | 2.191 | 0.01767 | 2.2087 | 6790 | A | 0.679 | 549 | A | 0.0549 | 714 | A | 0.0714
| 375 | keV | 0.053571 | 2.273 | 0.01673 | 2.2897 | 7103 | A | 0.7103 | 556 | A | 0.0556 | 727 | A | 0.0727
| 400 | keV | 0.057143 | 2.351 | 0.01588 | 2.3669 | 7405 | A | 0.7405 | 562 | A | 0.0562 | 739 | A | 0.0739
| 450 | keV | 0.064286 | 2.499 | 0.01445 | 2.5135 | 7982 | A | 0.7982 | 576 | A | 0.0576 | 761 | A | 0.0761
| 500 | keV | 0.071429 | 2.635 | 0.01327 | 2.6483 | 8529 | A | 0.8529 | 587 | A | 0.0587 | 780 | A | 0.078
| 550 | keV | 0.078571 | 2.76 | 0.01228 | 2.7723 | 9049 | A | 0.9049 | 597 | A | 0.0597 | 796 | A | 0.0796
| 600 | keV | 0.085714 | 2.873 | 0.01144 | 2.8844 | 9548 | A | 0.9548 | 606 | A | 0.0606 | 811 | A | 0.0811
| 650 | keV | 0.092857 | 2.975 | 0.01071 | 2.9857 | 1 | um | 1 | 615 | A | 0.0615 | 824 | A | 0.0824
| 700 | keV | 0.1 | 3.067 | 0.01008 | 3.0771 | 1.05 | um | 1.05 | 622 | A | 0.0622 | 836 | A | 0.0836
| 800 | keV | 0.11429 | 3.222 | 0.009031 | 3.231 | 1.14 | um | 1.14 | 641 | A | 0.0641 | 858 | A | 0.0858
| 900 | keV | 0.12857 | 3.343 | 0.008192 | 3.3512 | 1.23 | um | 1.23 | 658 | A | 0.0658 | 877 | A | 0.0877
| 1 | MeV | 0.14286 | 3.436 | 0.007505 | 3.4435 | 1.31 | um | 1.31 | 674 | A | 0.0674 | 894 | A | 0.0894
| 1.1 | MeV | 0.15714 | 3.503 | 0.006932 | 3.5099 | 1.39 | um | 1.39 | 688 | A | 0.0688 | 909 | A | 0.0909
| 1.2 | MeV | 0.17143 | 3.55 | 0.006445 | 3.5564 | 1.47 | um | 1.47 | 701 | A | 0.0701 | 923 | A | 0.0923
| 1.3 | MeV | 0.18571 | 3.579 | 0.006027 | 3.585 | 1.55 | um | 1.55 | 714 | A | 0.0714 | 936 | A | 0.0936
| 1.4 | MeV | 0.2 | 3.594 | 0.005663 | 3.5997 | 1.63 | um | 1.63 | 726 | A | 0.0726 | 949 | A | 0.0949
| 1.5 | MeV | 0.21429 | 3.597 | 0.005343 | 3.6023 | 1.71 | um | 1.71 | 737 | A | 0.0737 | 960 | A | 0.096
| 1.6 | MeV | 0.22857 | 3.59 | 0.005059 | 3.5951 | 1.79 | um | 1.79 | 749 | A | 0.0749 | 972 | A | 0.0972
| 1.7 | MeV | 0.24286 | 3.576 | 0.004807 | 3.5808 | 1.87 | um | 1.87 | 760 | A | 0.076 | 983 | A | 0.0983
| 1.8 | MeV | 0.25714 | 3.555 | 0.004579 | 3.5596 | 1.94 | um | 1.94 | 771 | A | 0.0771 | 993 | A | 0.0993
| 2 | MeV | 0.28571 | 3.5 | 0.004187 | 3.5042 | 2.11 | um | 2.11 | 809 | A | 0.0809 | 1013 | A | 0.1013
| 2.25 | MeV | 0.32143 | 3.415 | 0.003788 | 3.4188 | 2.31 | um | 2.31 | 866 | A | 0.0866 | 1038 | A | 0.1038
| 2.5 | MeV | 0.35714 | 3.32 | 0.003462 | 3.3235 | 2.52 | um | 2.52 | 921 | A | 0.0921 | 1061 | A | 0.1061
| 2.75 | MeV | 0.39286 | 3.222 | 0.00319 | 3.2252 | 2.74 | um | 2.74 | 977 | A | 0.0977 | 1085 | A | 0.1085
| 3 | MeV | 0.42857 | 3.124 | 0.002961 | 3.127 | 2.96 | um | 2.96 | 1032 | A | 0.1032 | 1108 | A | 0.1108
| 3.25 | MeV | 0.46429 | 3.027 | 0.002764 | 3.0298 | 3.19 | um | 3.19 | 1088 | A | 0.1088 | 1132 | A | 0.1132
| 3.5 | MeV | 0.5 | 2.935 | 0.002593 | 2.9376 | 3.43 | um | 3.43 | 1144 | A | 0.1144 | 1156 | A | 0.1156
| 3.75 | MeV | 0.53571 | 2.846 | 0.002443 | 2.8484 | 3.68 | um | 3.68 | 1201 | A | 0.1201 | 1180 | A | 0.118
| 4 | MeV | 0.57143 | 2.762 | 0.00231 | 2.7643 | 3.93 | um | 3.93 | 1258 | A | 0.1258 | 1204 | A | 0.1204
| 4.5 | MeV | 0.64286 | 2.606 | 0.002086 | 2.6081 | 4.46 | um | 4.46 | 1474 | A | 0.1474 | 1255 | A | 0.1255
| 5 | MeV | 0.71429 | 2.466 | 0.001904 | 2.4679 | 5.02 | um | 5.02 | 1683 | A | 0.1683 | 1308 | A | 0.1308
| 5.5 | MeV | 0.78571 | 2.341 | 0.001753 | 2.3428 | 5.61 | um | 5.61 | 1888 | A | 0.1888 | 1364 | A | 0.1364
| 6 | MeV | 0.85714 | 2.228 | 0.001625 | 2.2296 | 6.23 | um | 6.23 | 2092 | A | 0.2092 | 1423 | A | 0.1423
| 6.5 | MeV | 0.92857 | 2.127 | 0.001515 | 2.1285 | 6.88 | um | 6.88 | 2296 | A | 0.2296 | 1485 | A | 0.1485
| 7 | MeV | 1 | 2.035 | 0.00142 | 2.0364 | 7.56 | um | 7.56 | 2500 | A | 0.25 | 1551 | A | 0.1551
| 8 | MeV | 1.1429 | 1.876 | 0.001263 | 1.8773 | 9.02 | um | 9.02 | 3254 | A | 0.3254 | 1691 | A | 0.1691
| 9 | MeV | 1.2857 | 1.742 | 0.001139 | 1.7431 | 10.59 | um | 10.59 | 3957 | A | 0.3957 | 1844 | A | 0.1844
| 10 | MeV | 1.4286 | 1.628 | 0.001039 | 1.629 | 12.27 | um | 12.27 | 4638 | A | 0.4638 | 2010 | A | 0.201
| 11 | MeV | 1.5714 | 1.53 | 0.0009549 | 1.531 | 14.07 | um | 14.07 | 5308 | A | 0.5308 | 2188 | A | 0.2188
| 12 | MeV | 1.7143 | 1.445 | 0.0008843 | 1.4459 | 15.98 | um | 15.98 | 5974 | A | 0.5974 | 2379 | A | 0.2379
| 13 | MeV | 1.8571 | 1.37 | 0.000824 | 1.3708 | 18 | um | 18 | 6640 | A | 0.664 | 2582 | A | 0.2582
| 14 | MeV | 2 | 1.303 | 0.0007717 | 1.3038 | 20.12 | um | 20.12 | 7309 | A | 0.7309 | 2796 | A | 0.2796
| 15 | MeV | 2.1429 | 1.243 | 0.000726 | 1.2437 | 22.36 | um | 22.36 | 7982 | A | 0.7982 | 3021 | A | 0.3021
| 16 | MeV | 2.2857 | 1.184 | 0.0006856 | 1.1847 | 24.7 | um | 24.7 | 8664 | A | 0.8664 | 3258 | A | 0.3258
| 17 | MeV | 2.4286 | 1.126 | 0.0006497 | 1.1266 | 27.15 | um | 27.15 | 9359 | A | 0.9359 | 3507 | A | 0.3507
| 18 | MeV | 2.5714 | 1.078 | 0.0006176 | 1.0786 | 29.73 | um | 29.73 | 1.01 | um | 1.01 | 3768 | A | 0.3768
| 20 | MeV | 2.8571 | 0.9953 | 0.0005624 | 0.99586 | 35.21 | um | 35.21 | 1.28 | um | 1.28 | 4324 | A | 0.4324
| 22.5 | MeV | 3.2143 | 0.9094 | 0.0005064 | 0.90991 | 42.68 | um | 42.68 | 1.66 | um | 1.66 | 5082 | A | 0.5082
| 25 | MeV | 3.5714 | 0.8385 | 0.000461 | 0.83896 | 50.81 | um | 50.81 | 2.03 | um | 2.03 | 5907 | A | 0.5907
| 27.5 | MeV | 3.9286 | 0.7788 | 0.0004234 | 0.77922 | 59.59 | um | 59.59 | 2.38 | um | 2.38 | 6797 | A | 0.6797
| 30 | MeV | 4.2857 | 0.7277 | 0.0003917 | 0.72809 | 69.02 | um | 69.02 | 2.74 | um | 2.74 | 7751 | A | 0.7751
| 32.5 | MeV | 4.6429 | 0.6836 | 0.0003646 | 0.68396 | 79.09 | um | 79.09 | 3.09 | um | 3.09 | 8766 | A | 0.8766
| 35 | MeV | 5 | 0.6449 | 0.0003412 | 0.64524 | 89.78 | um | 89.78 | 3.45 | um | 3.45 | 9843 | A | 0.9843
| 37.5 | MeV | 5.3571 | 0.6108 | 0.0003208 | 0.61112 | 101.1 | um | 101.1 | 3.81 | um | 3.81 | 1.1 | um | 1.1
| 40 | MeV | 5.7143 | 0.5804 | 0.0003027 | 0.5807 | 113.02 | um | 113.02 | 4.18 | um | 4.18 | 1.22 | um | 1.22
| 45 | MeV | 6.4286 | 0.5286 | 0.0002723 | 0.52887 | 138.66 | um | 138.66 | 5.55 | um | 5.55 | 1.47 | um | 1.47
| 50 | MeV | 7.1429 | 0.486 | 0.0002477 | 0.48625 | 166.68 | um | 166.68 | 6.83 | um | 6.83 | 1.75 | um | 1.75
| 55 | MeV | 7.8571 | 0.4502 | 0.0002273 | 0.45043 | 197.04 | um | 197.04 | 8.09 | um | 8.09 | 2.05 | um | 2.05
| 60 | MeV | 8.5714 | 0.4198 | 0.0002102 | 0.42001 | 229.7 | um | 229.7 | 9.33 | um | 9.33 | 2.38 | um | 2.38
| 65 | MeV | 9.2857 | 0.3936 | 0.0001956 | 0.3938 | 264.64 | um | 264.64 | 10.58 | um | 10.58 | 2.72 | um | 2.72
| 70 | MeV | 10 | 0.3707 | 0.0001829 | 0.37088 | 301.81 | um | 301.81 | 11.84 | um | 11.84 | 3.08 | um | 3.08
| 80 | MeV | 11.4286 | 0.3327 | 0.0001621 | 0.33286 | 382.68 | um | 382.68 | 16.5 | um | 16.5 | 3.87 | um | 3.87
| 90 | MeV | 12.8571 | 0.3024 | 0.0001457 | 0.30255 | 472.23 | um | 472.23 | 20.85 | um | 20.85 | 4.74 | um | 4.74
| 100 | MeV | 14.2857 | 0.2775 | 0.0001324 | 0.27763 | 570.28 | um | 570.28 | 25.09 | um | 25.09 | 5.69 | um | 5.69
| 110 | MeV | 15.7143 | 0.2568 | 0.0001215 | 0.25692 | 676.68 | um | 676.68 | 29.3 | um | 29.3 | 6.72 | um | 6.72
| 120 | MeV | 17.1429 | 0.2392 | 0.0001123 | 0.23931 | 791.28 | um | 791.28 | 33.54 | um | 33.54 | 7.82 | um | 7.82
| 130 | MeV | 18.5714 | 0.2241 | 0.0001044 | 0.2242 | 913.97 | um | 913.97 | 37.83 | um | 37.83 | 8.99 | um | 8.99
| 140 | MeV | 20 | 0.2109 | 9.758e-05 | 0.211 | 1.04 | mm | 1040 | 42.16 | um | 42.16 | 10.24 | um | 10.24
| 150 | MeV | 21.4286 | 0.1994 | 9.165e-05 | 0.19949 | 1.18 | mm | 1180 | 46.56 | um | 46.56 | 11.55 | um | 11.55
| 160 | MeV | 22.8571 | 0.1891 | 8.642e-05 | 0.18919 | 1.33 | mm | 1330 | 51.02 | um | 51.02 | 12.94 | um | 12.94
| 170 | MeV | 24.2857 | 0.18 | 8.178e-05 | 0.18008 | 1.48 | mm | 1480 | 55.55 | um | 55.55 | 14.39 | um | 14.39
| 180 | MeV | 25.7143 | 0.1718 | 7.763e-05 | 0.17188 | 1.64 | mm | 1640 | 60.15 | um | 60.15 | 15.91 | um | 15.91
| 200 | MeV | 28.5714 | 0.1577 | 7.051e-05 | 0.15777 | 1.99 | mm | 1990 | 77.63 | um | 77.63 | 19.16 | um | 19.16
| 225 | MeV | 32.1429 | 0.1433 | 6.333e-05 | 0.14336 | 2.46 | mm | 2460 | 102.63 | um | 102.63 | 23.58 | um | 23.58
| 250 | MeV | 35.7143 | 0.1316 | 5.752e-05 | 0.13166 | 2.98 | mm | 2980 | 126.25 | um | 126.25 | 28.4 | um | 28.4
| 275 | MeV | 39.2857 | 0.1218 | 5.272e-05 | 0.12185 | 3.54 | mm | 3540 | 149.34 | um | 149.34 | 33.6 | um | 33.6
| 300 | MeV | 42.8571 | 0.1136 | 4.868e-05 | 0.11365 | 4.14 | mm | 4140 | 172.27 | um | 172.27 | 39.18 | um | 39.18
| 325 | MeV | 46.4286 | 0.1065 | 4.524e-05 | 0.10655 | 4.79 | mm | 4790 | 195.24 | um | 195.24 | 45.11 | um | 45.11
| 350 | MeV | 50 | 0.1004 | 4.227e-05 | 0.10044 | 5.48 | mm | 5480 | 218.34 | um | 218.34 | 51.4 | um | 51.4
| 375 | MeV | 53.5714 | 0.09506 | 3.968e-05 | 0.0951 | 6.2 | mm | 6200 | 241.64 | um | 241.64 | 58.04 | um | 58.04
| 400 | MeV | 57.1429 | 0.09032 | 3.74e-05 | 0.090357 | 6.97 | mm | 6970 | 265.16 | um | 265.16 | 65.01 | um | 65.01
| 450 | MeV | 64.2857 | 0.08233 | 3.357e-05 | 0.082364 | 8.62 | mm | 8620 | 353.61 | um | 353.61 | 79.94 | um | 79.94
| 500 | MeV | 71.4286 | 0.07584 | 3.047e-05 | 0.07587 | 10.41 | mm | 10410 | 436.17 | um | 436.17 | 96.13 | um | 96.13
| 550 | MeV | 78.5714 | 0.07046 | 2.792e-05 | 0.070488 | 12.36 | mm | 12360 | 516.22 | um | 516.22 | 113.53 | um | 113.53
| 600 | MeV | 85.7143 | 0.06593 | 2.577e-05 | 0.065956 | 14.44 | mm | 14440 | 595.18 | um | 595.18 | 132.09 | um | 132.09
| 650 | MeV | 92.8571 | 0.06205 | 2.394e-05 | 0.062074 | 16.66 | mm | 16660 | 673.76 | um | 673.76 | 151.75 | um | 151.75
| 700 | MeV | 100 | 0.0587 | 2.236e-05 | 0.058722 | 19.01 | mm | 19010 | 752.34 | um | 752.34 | 172.49 | um | 172.49
| 800 | MeV | 114.2857 | 0.05319 | 1.977e-05 | 0.05321 | 24.1 | mm | 24100 | 1.04 | mm | 1040 | 217.01 | um | 217.01
| 900 | MeV | 128.5714 | 0.04884 | 1.774e-05 | 0.048858 | 29.67 | mm | 29670 | 1.31 | mm | 1310 | 265.35 | um | 265.35
| 1 | GeV | 142.8571 | 0.04532 | 1.609e-05 | 0.045336 | 35.71 | mm | 35710 | 1.56 | mm | 1560 | 317.23 | um | 317.23
| 1.1 | GeV | 157.1429 | 0.04242 | 1.474e-05 | 0.042435 | 42.19 | mm | 42190 | 1.81 | mm | 1810 | 372.41 | um | 372.41
| 1.2 | GeV | 171.4286 | 0.03998 | 1.36e-05 | 0.039994 | 49.09 | mm | 49090 | 2.06 | mm | 2060 | 430.65 | um | 430.65
| 1.3 | GeV | 185.7143 | 0.0379 | 1.263e-05 | 0.037913 | 56.39 | mm | 56390 | 2.31 | mm | 2310 | 491.76 | um | 491.76
| 1.4 | GeV | 200 | 0.03611 | 1.179e-05 | 0.036122 | 64.06 | mm | 64060 | 2.55 | mm | 2550 | 555.54 | um | 555.54
| 1.5 | GeV | 214.2857 | 0.03455 | 1.106e-05 | 0.034561 | 72.11 | mm | 72110 | 2.8 | mm | 2800 | 621.81 | um | 621.81
| 1.6 | GeV | 228.5714 | 0.03318 | 1.042e-05 | 0.03319 | 80.5 | mm | 80500 | 3.04 | mm | 3040 | 690.42 | um | 690.42
| 1.7 | GeV | 242.8571 | 0.03196 | 9.852e-06 | 0.03197 | 89.22 | mm | 89220 | 3.28 | mm | 3280 | 761.21 | um | 761.21
| 1.8 | GeV | 257.1429 | 0.03088 | 9.344e-06 | 0.030889 | 98.26 | mm | 98260 | 3.53 | mm | 3530 | 834.03 | um | 834.03
| 2 | GeV | 285.7143 | 0.02904 | 8.475e-06 | 0.029048 | 117.23 | mm | 117230 | 4.44 | mm | 4440 | 985.34 | um | 985.34
| 2.25 | GeV | 321.4286 | 0.02719 | 7.598e-06 | 0.027198 | 142.51 | mm | 142510 | 5.7 | mm | 5700 | 1.18 | mm | 1180
| 2.5 | GeV | 357.1429 | 0.02571 | 6.89e-06 | 0.025717 | 169.37 | mm | 169370 | 6.86 | mm | 6860 | 1.39 | mm | 1390
| 2.75 | GeV | 392.8571 | 0.0245 | 6.306e-06 | 0.024506 | 197.67 | mm | 197670 | 7.95 | mm | 7950 | 1.61 | mm | 1610
| 3 | GeV | 428.5714 | 0.0235 | 5.817e-06 | 0.023506 | 227.26 | mm | 227260 | 8.99 | mm | 8990 | 1.83 | mm | 1830
| 3.25 | GeV | 464.2857 | 0.02265 | 5.4e-06 | 0.022655 | 258.05 | mm | 258050 | 9.99 | mm | 9990 | 2.05 | mm | 2050
| 3.5 | GeV | 500 | 0.02193 | 5.04e-06 | 0.021935 | 289.91 | mm | 289910 | 10.97 | mm | 10970 | 2.28 | mm | 2280
| 3.75 | GeV | 535.7143 | 0.02131 | 4.727e-06 | 0.021315 | 322.76 | mm | 322760 | 11.92 | mm | 11920 | 2.52 | mm | 2520
| 4 | GeV | 571.4286 | 0.02077 | 4.451e-06 | 0.020774 | 356.51 | mm | 356510 | 12.85 | mm | 12850 | 2.76 | mm | 2760
| 4.5 | GeV | 642.8571 | 0.01989 | 3.989e-06 | 0.019894 | 426.4 | mm | 426400 | 16.22 | mm | 16220 | 3.24 | mm | 3240
| 5 | GeV | 714.2857 | 0.01919 | 3.616e-06 | 0.019194 | 499.1 | mm | 499100 | 19.22 | mm | 19220 | 3.72 | mm | 3720
| 5.5 | GeV | 785.7143 | 0.01864 | 3.309e-06 | 0.018643 | 574.19 | mm | 574190 | 21.97 | mm | 21970 | 4.22 | mm | 4220
| 6 | GeV | 857.1429 | 0.01819 | 3.051e-06 | 0.018193 | 651.31 | mm | 651310 | 24.54 | mm | 24540 | 4.71 | mm | 4710
| 6.5 | GeV | 928.5714 | 0.01783 | 2.832e-06 | 0.017833 | 730.18 | mm | 730180 | 26.97 | mm | 26970 | 5.2 | mm | 5200
228 | 7 | GeV | 1000 | 0.01752 | 2.642e-06 | 0.017523 | 810.55 | mm | 810550 | 29.28 | mm | 29280 | 5.69 | mm | 5690

## srim7Li_Air
1 | 2 | 3 | 4 | 5 | 6 | 7 | 8 | 9 | 10 | 11 | 12 | 13 | 14 | 15 | 16 | [5 empty] | 確認 SRIM-2013の[Compound Dictionary]で用いている組成表のチェック
2 | "SRIMfit"data table | [9 empty] | please fill in |  | from SRIM output |  |  | Wikipedia 空気、国際標準大気(1975) より |  |  |  |  | 国際標準大気の値 |  | compund.dat の値
3 | SRIM ver= | SRIM-2013.00 |  | Gas? | Gas | == Target Composition == |  |  |  |  | please change in |  | for appropriate value/formula |  |  |  | [Vol %] |  | [Atom] | [Mass] | [Atomic%] | [Mass %] | [Mass %] |  | compound.dat の値は、
4 | Ion Z= | 3 |  |  | Atom | Atom | Atomic | Mass |  | Multiply Stopping by ; for Stopping Units | [5 empty] | N2 | 78.084 | C | 0.039 | 12.011 | 0.01959% | 0.016171 | 0.0124% |  | *Air, Dry near sea level (ICRU-104) 0.00120484 O-23.2, N-75.5, Ar-1.3
5 | Ion A= | 7 | amu |  | Name | Numb | [%] | [%] | unitID | Cnv. Factor |  |  |  | ThisWSname | srim7Li_Air | O2 | 20.9476 | O | 41.9732 | 15.999 | 21.08% | 23.1821 | 23.18% |  | "%Air, Dry (ICRU-104)", .00120484, 4, 6, .000124, 8, .231781, 7, .755267, 18, .012827
6 | Target= | Air | short name |  | C | 6 | 0.02 | 0.02 | 1 | 0.012048 | eV / Angstrom |  |  | Corded | Ayoshida.RIKEN 2017.11 | Ar | 0.934 | N | 156.168 | 14.007 | 78.43% | 75.5137 | 75.53% |  | 0 0 0 0 0 0 0 0 0 0 0 0 0 0 0 0 0 0
7 |  | Air (Dry ICRU-104(gas)) |  |  | O | 8 | 21.08 | 23.18 | 2 | 0.12048 | keV / micron |  |  |  |  | CO2 | 0.039 | Ar | 0.934 | 39.948 | 0.4691% | 1.288 | 1.283% |  | $ corrected by H. Paul, Sept. 2004
8 | Trg.Dens= | 0.0012048 | g/cm3 |  | N | 7 | 78.43 | 75.51 | 3 | 0.12048 | MeV / mm |  |  |  |  | sum | 100.0046 | sum | 199.1142 |  | この値を手動で入力して |  |  |  | なので、組成比はほぼ同じ値になっている。
9 |  | 4.987e+19 | atoms/cm3 |  | Ar | 18 | 0.47 | 1.29 | 4 | 1 | keV / (ug/cm2) | [7 empty] | Avr.Mass | 28.9675 | SRIM計算してある。
10 | BraggCrct= | 0% | [6 empty] | 5 | 1 | MeV / (mg/cm2) | [7 empty] | [Atomic%] = [Atom] / sum[Atom]
11 |  | row# | SRIM E range | [5 empty] | 6 | 1000 | keV / (mg/cm2) | [7 empty] | [Mass %] = [Atomic %] * Mass / Avr.Mass
12 | Emin= | 20 | 0.07 | 10eV/A |  |  |  |  | 7 | 24.158 | eV / (1E15 atoms/cm2) |  |  |  |  | 密度値は、1.63E-3 と表示されるが、1.2048E-3 : compound.dat ファイル中の数値と異なっていたので、
13 | Emax= | 228 | 7000000 | 1GeV/A |  |  |  |  | 8 | 0.97401 | L.S.S. reduced unit |  |  |  |  | ここでは手動にて 1.2048E-3 g/cm3 を入力してSRIM計算した結果を記入してある。
14 | if Gas; Ptbl = | 101325 | Pa |  |  |  | 100 | 100 | 0 | == 5 : MeV/(mg/cm2) | [12 empty] | compound.dat に記載されている密度 1.2048E-3 に
15 | if Gas; Ttbl = | 20 | degC | SRIM Stopping Power Unit |  |  | Use [Compound Dictionary] [Common Target Materials ][Air,Dry near sea level(ICRU-104)] and CHANGE "Density= 1.2048E-3" BY HAND | [15 empty] | 「近くなるような 1atm の気温」= 20℃
16 |  |  |  |  | = [MeV/(mg/cm2)] |  | see) SRIM directory\Data\Compound.dat : %Air = Mass%, Dry (ICRU-104: 1atm 20 C), .00120484, 4, 6, .000124, 8, .231781, 7, .755267, 18, .012827 | [15 empty] | を別途算出して記載することにした。
17 | Ion |  |  | dE/dx Elec | dE/dx Nucl | dE/dx tot | Projected |  |  | Longitudinal |  |  | Lateral | [9 empty] | その計算式は、Wikipedia から参照した。
18 | Energy |  | [MeV/u] | [MeV/(mg/cm2)] |  |  | Range |  | [um] | Straggling |  | [um] | Straggling |  | [um] | [7 empty] | ref) Wikipedia 「空気」
19 | [23 empty] | t [℃]における空気の密度ρ [kg/m3]は、
20 | 69.9999 | eV | 1e-05 | 0.02144 | 0.1951 | 0.21654 | 1.76 | um | 1.76 | 1.49 | um | 1.49 | 1.15 | um | 1.15 | [8 empty] | 大気圧をP [atm]、水蒸気圧を e [atm]とすると、
| 79.9999 | eV | 1.1429e-05 | 0.02292 | 0.2033 | 0.22622 | 1.92 | um | 1.92 | 1.61 | um | 1.61 | 1.24 | um | 1.24 | [8 empty] | ρ[g/cm3] = 1.293E-3 * P[atm] / (1 + t[℃]/273.15)
| 89.9999 | eV | 1.2857e-05 | 0.02431 | 0.2105 | 0.23481 | 2.07 | um | 2.07 | 1.72 | um | 1.72 | 1.33 | um | 1.33 | [8 empty] | x ( 1 - 0.378 * e[atm] / P[atm] )
| 99.9999 | eV | 1.4286e-05 | 0.02562 | 0.2169 | 0.24252 | 2.22 | um | 2.22 | 1.83 | um | 1.83 | 1.41 | um | 1.41 | [7 empty] | ここで、「Air, Dry」なので、
| 110 | eV | 1.5714e-05 | 0.02687 | 0.2227 | 0.24957 | 2.37 | um | 2.37 | 1.94 | um | 1.94 | 1.49 | um | 1.49 | [8 empty] | 水蒸気圧を e = 0 [atm] とすると、
| 120 | eV | 1.7143e-05 | 0.02807 | 0.2279 | 0.25597 | 2.51 | um | 2.51 | 2.04 | um | 2.04 | 1.57 | um | 1.57 | [8 empty] | ρ[g/cm3] = 1.293E-3 * P[atm] / (1 + t[℃]/273.15)
| 130 | eV | 1.8571e-05 | 0.02921 | 0.2326 | 0.26181 | 2.65 | um | 2.65 | 2.15 | um | 2.15 | 1.65 | um | 1.65 | [7 empty] | よって、これらの式に 次の Ptbl と Ttbl を代入し、
| 139.999 | eV | 2e-05 | 0.03031 | 0.237 | 0.26731 | 2.79 | um | 2.79 | 2.25 | um | 2.25 | 1.72 | um | 1.72 | [7 empty] | ρが 1.2048E-3 に近くなる様な Ttbl を決めた。
| 149.999 | eV | 2.1428e-05 | 0.03138 | 0.241 | 0.27238 | 2.93 | um | 2.93 | 2.34 | um | 2.34 | 1.79 | um | 1.79 | [7 empty] | Ptbl = | 101325 | [Pa]
| 159.999 | eV | 2.2857e-05 | 0.03241 | 0.2447 | 0.27711 | 3.07 | um | 3.07 | 2.44 | um | 2.44 | 1.87 | um | 1.87 | [7 empty] | Ttbl = | 20 | [℃]
| 169.999 | eV | 2.4286e-05 | 0.03341 | 0.2481 | 0.28151 | 3.21 | um | 3.21 | 2.54 | um | 2.54 | 1.94 | um | 1.94 | [7 empty] | e = | 0 | [atm]
| 179.999 | eV | 2.5714e-05 | 0.03437 | 0.2513 | 0.28567 | 3.34 | um | 3.34 | 2.63 | um | 2.63 | 2.01 | um | 2.01 | [7 empty] | ∴ ρ = | 0.0012048 | [g/cm3]
| 199.999 | eV | 2.8571e-05 | 0.03623 | 0.257 | 0.29323 | 3.6 | um | 3.6 | 2.82 | um | 2.82 | 2.14 | um | 2.14 | [7 empty] | の場合に、ρが一番近い値となった。
| 224.999 | eV | 3.2143e-05 | 0.03843 | 0.2631 | 0.30153 | 3.93 | um | 3.93 | 3.05 | um | 3.05 | 2.31 | um | 2.31
| 249.999 | eV | 3.5714e-05 | 0.04051 | 0.2684 | 0.30891 | 4.25 | um | 4.25 | 3.27 | um | 3.27 | 2.47 | um | 2.47
| 274.999 | eV | 3.9286e-05 | 0.04249 | 0.273 | 0.31549 | 4.57 | um | 4.57 | 3.49 | um | 3.49 | 2.62 | um | 2.62
| 299.999 | eV | 4.2857e-05 | 0.04438 | 0.277 | 0.32138 | 4.88 | um | 4.88 | 3.7 | um | 3.7 | 2.78 | um | 2.78
| 324.999 | eV | 4.6428e-05 | 0.04619 | 0.2804 | 0.32659 | 5.19 | um | 5.19 | 3.91 | um | 3.91 | 2.93 | um | 2.93
| 349.999 | eV | 5e-05 | 0.04793 | 0.2835 | 0.33143 | 5.5 | um | 5.5 | 4.12 | um | 4.12 | 3.07 | um | 3.07
| 374.999 | eV | 5.3571e-05 | 0.04961 | 0.2862 | 0.33581 | 5.81 | um | 5.81 | 4.33 | um | 4.33 | 3.22 | um | 3.22
| 399.999 | eV | 5.7143e-05 | 0.05124 | 0.2886 | 0.33984 | 6.11 | um | 6.11 | 4.54 | um | 4.54 | 3.36 | um | 3.36
| 449.999 | eV | 6.4286e-05 | 0.05435 | 0.2926 | 0.34695 | 6.72 | um | 6.72 | 4.94 | um | 4.94 | 3.64 | um | 3.64
| 499.999 | eV | 7.1428e-05 | 0.05729 | 0.2957 | 0.35299 | 7.32 | um | 7.32 | 5.35 | um | 5.35 | 3.91 | um | 3.91
| 549.999 | eV | 7.8571e-05 | 0.06009 | 0.2982 | 0.35829 | 7.92 | um | 7.92 | 5.74 | um | 5.74 | 4.17 | um | 4.17
| 599.999 | eV | 8.5714e-05 | 0.06276 | 0.3001 | 0.36286 | 8.52 | um | 8.52 | 6.14 | um | 6.14 | 4.43 | um | 4.43
| 649.999 | eV | 9.2857e-05 | 0.06532 | 0.3016 | 0.36692 | 9.11 | um | 9.11 | 6.53 | um | 6.53 | 4.68 | um | 4.68
| 699.999 | eV | 0.0001 | 0.06779 | 0.3028 | 0.37059 | 9.7 | um | 9.7 | 6.88 | um | 6.88 | 4.96 | um | 4.96
| 799.999 | eV | 0.00011429 | 0.07247 | 0.3042 | 0.37667 | 10.89 | um | 10.89 | 7.6 | um | 7.6 | 5.48 | um | 5.48
| 899.999 | eV | 0.00012857 | 0.07686 | 0.3047 | 0.38156 | 12.07 | um | 12.07 | 8.32 | um | 8.32 | 5.99 | um | 5.99
| 999.999 | eV | 0.00014286 | 0.08102 | 0.3046 | 0.38562 | 13.26 | um | 13.26 | 9.02 | um | 9.02 | 6.49 | um | 6.49
| 1.1 | keV | 0.00015714 | 0.08497 | 0.304 | 0.38897 | 14.45 | um | 14.45 | 9.72 | um | 9.72 | 6.99 | um | 6.99
| 1.2 | keV | 0.00017143 | 0.08875 | 0.303 | 0.39175 | 15.64 | um | 15.64 | 10.42 | um | 10.42 | 7.48 | um | 7.48
| 1.3 | keV | 0.00018571 | 0.09238 | 0.3018 | 0.39418 | 16.83 | um | 16.83 | 11.1 | um | 11.1 | 7.97 | um | 7.97
| 1.4 | keV | 0.0002 | 0.09586 | 0.3003 | 0.39616 | 18.03 | um | 18.03 | 11.78 | um | 11.78 | 8.45 | um | 8.45
| 1.5 | keV | 0.00021429 | 0.09923 | 0.2987 | 0.39793 | 19.24 | um | 19.24 | 12.46 | um | 12.46 | 8.93 | um | 8.93
| 1.6 | keV | 0.00022857 | 0.1025 | 0.2969 | 0.3994 | 20.45 | um | 20.45 | 13.13 | um | 13.13 | 9.41 | um | 9.41
| 1.7 | keV | 0.00024286 | 0.1056 | 0.2951 | 0.4007 | 21.66 | um | 21.66 | 13.8 | um | 13.8 | 9.89 | um | 9.89
| 1.8 | keV | 0.00025714 | 0.1087 | 0.2932 | 0.4019 | 22.88 | um | 22.88 | 14.46 | um | 14.46 | 10.36 | um | 10.36
| 2 | keV | 0.00028571 | 0.1146 | 0.2892 | 0.4038 | 25.33 | um | 25.33 | 15.77 | um | 15.77 | 11.31 | um | 11.31
| 2.25 | keV | 0.00032143 | 0.1215 | 0.2841 | 0.4056 | 28.43 | um | 28.43 | 17.38 | um | 17.38 | 12.48 | um | 12.48
| 2.5 | keV | 0.00035714 | 0.1281 | 0.2789 | 0.407 | 31.56 | um | 31.56 | 18.99 | um | 18.99 | 13.64 | um | 13.64
| 2.75 | keV | 0.00039286 | 0.1344 | 0.2738 | 0.4082 | 34.71 | um | 34.71 | 20.57 | um | 20.57 | 14.8 | um | 14.8
| 3 | keV | 0.00042857 | 0.1403 | 0.2688 | 0.4091 | 37.89 | um | 37.89 | 22.14 | um | 22.14 | 15.95 | um | 15.95
| 3.25 | keV | 0.00046429 | 0.1461 | 0.2639 | 0.41 | 41.1 | um | 41.1 | 23.69 | um | 23.69 | 17.1 | um | 17.1
| 3.5 | keV | 0.0005 | 0.1516 | 0.2592 | 0.4108 | 44.34 | um | 44.34 | 25.22 | um | 25.22 | 18.25 | um | 18.25
| 3.75 | keV | 0.00053571 | 0.1569 | 0.2546 | 0.4115 | 47.6 | um | 47.6 | 26.74 | um | 26.74 | 19.39 | um | 19.39
| 4 | keV | 0.00057143 | 0.162 | 0.2501 | 0.4121 | 50.87 | um | 50.87 | 28.24 | um | 28.24 | 20.53 | um | 20.53
| 4.5 | keV | 0.00064286 | 0.1719 | 0.2417 | 0.4136 | 57.5 | um | 57.5 | 31.17 | um | 31.17 | 22.82 | um | 22.82
| 5 | keV | 0.00071429 | 0.1812 | 0.2338 | 0.415 | 64.2 | um | 64.2 | 34.06 | um | 34.06 | 25.09 | um | 25.09
| 5.5 | keV | 0.00078571 | 0.19 | 0.2265 | 0.4165 | 70.95 | um | 70.95 | 36.89 | um | 36.89 | 27.34 | um | 27.34
| 6 | keV | 0.00085714 | 0.1985 | 0.2197 | 0.4182 | 77.76 | um | 77.76 | 39.67 | um | 39.67 | 29.58 | um | 29.58
| 6.5 | keV | 0.00092857 | 0.2066 | 0.2134 | 0.42 | 84.61 | um | 84.61 | 42.39 | um | 42.39 | 31.81 | um | 31.81
| 7 | keV | 0.001 | 0.2144 | 0.2074 | 0.4218 | 91.5 | um | 91.5 | 45.06 | um | 45.06 | 34.02 | um | 34.02
| 8 | keV | 0.0011429 | 0.2292 | 0.1966 | 0.4258 | 105.39 | um | 105.39 | 50.21 | um | 50.21 | 38.41 | um | 38.41
| 9 | keV | 0.0012857 | 0.2431 | 0.187 | 0.4301 | 119.36 | um | 119.36 | 55.18 | um | 55.18 | 42.73 | um | 42.73
| 10 | keV | 0.0014286 | 0.2562 | 0.1785 | 0.4347 | 133.39 | um | 133.39 | 59.96 | um | 59.96 | 46.97 | um | 46.97
| 11 | keV | 0.0015714 | 0.2687 | 0.1708 | 0.4395 | 147.45 | um | 147.45 | 64.56 | um | 64.56 | 51.14 | um | 51.14
| 12 | keV | 0.0017143 | 0.2807 | 0.1639 | 0.4446 | 161.51 | um | 161.51 | 68.99 | um | 68.99 | 55.23 | um | 55.23
| 13 | keV | 0.0018571 | 0.2921 | 0.1576 | 0.4497 | 175.56 | um | 175.56 | 73.26 | um | 73.26 | 59.24 | um | 59.24
| 14 | keV | 0.002 | 0.3031 | 0.1519 | 0.455 | 189.58 | um | 189.58 | 77.37 | um | 77.37 | 63.17 | um | 63.17
| 15 | keV | 0.0021429 | 0.3148 | 0.1466 | 0.4614 | 203.56 | um | 203.56 | 81.33 | um | 81.33 | 67.02 | um | 67.02
| 16 | keV | 0.0022857 | 0.326 | 0.1417 | 0.4677 | 217.46 | um | 217.46 | 85.14 | um | 85.14 | 70.79 | um | 70.79
| 17 | keV | 0.0024286 | 0.337 | 0.1372 | 0.4742 | 231.28 | um | 231.28 | 88.81 | um | 88.81 | 74.48 | um | 74.48
| 18 | keV | 0.0025714 | 0.3477 | 0.1331 | 0.4808 | 245.01 | um | 245.01 | 92.35 | um | 92.35 | 78.09 | um | 78.09
| 20 | keV | 0.0028571 | 0.3683 | 0.1255 | 0.4938 | 272.22 | um | 272.22 | 99.04 | um | 99.04 | 85.09 | um | 85.09
| 22.5 | keV | 0.0032143 | 0.3929 | 0.1174 | 0.5103 | 305.7 | um | 305.7 | 106.78 | um | 106.78 | 93.4 | um | 93.4
| 25 | keV | 0.0035714 | 0.4162 | 0.1105 | 0.5267 | 338.56 | um | 338.56 | 113.91 | um | 113.91 | 101.26 | um | 101.26
| 27.5 | keV | 0.0039286 | 0.4386 | 0.1044 | 0.543 | 370.8 | um | 370.8 | 120.49 | um | 120.49 | 108.7 | um | 108.7
| 30 | keV | 0.0042857 | 0.4601 | 0.09903 | 0.55913 | 402.44 | um | 402.44 | 126.58 | um | 126.58 | 115.76 | um | 115.76
| 32.5 | keV | 0.0046429 | 0.4808 | 0.09428 | 0.57508 | 433.47 | um | 433.47 | 132.24 | um | 132.24 | 122.47 | um | 122.47
| 35 | keV | 0.005 | 0.5008 | 0.09002 | 0.59082 | 463.93 | um | 463.93 | 137.52 | um | 137.52 | 128.85 | um | 128.85
| 37.5 | keV | 0.0053571 | 0.5202 | 0.08619 | 0.60639 | 493.82 | um | 493.82 | 142.45 | um | 142.45 | 134.92 | um | 134.92
| 40 | keV | 0.0057143 | 0.5391 | 0.08271 | 0.62181 | 523.17 | um | 523.17 | 147.06 | um | 147.06 | 140.72 | um | 140.72
| 45 | keV | 0.0064286 | 0.5753 | 0.07663 | 0.65193 | 580.32 | um | 580.32 | 155.53 | um | 155.53 | 151.56 | um | 151.56
| 50 | keV | 0.0071429 | 0.6098 | 0.0715 | 0.6813 | 635.52 | um | 635.52 | 163.06 | um | 163.06 | 161.5 | um | 161.5
| 55 | keV | 0.0078571 | 0.6428 | 0.06709 | 0.70989 | 688.93 | um | 688.93 | 169.81 | um | 169.81 | 170.67 | um | 170.67
| 60 | keV | 0.0085714 | 0.6745 | 0.06325 | 0.73775 | 740.67 | um | 740.67 | 175.9 | um | 175.9 | 179.16 | um | 179.16
| 65 | keV | 0.0092857 | 0.705 | 0.05988 | 0.76488 | 790.87 | um | 790.87 | 181.42 | um | 181.42 | 187.05 | um | 187.05
| 70 | keV | 0.01 | 0.7346 | 0.0569 | 0.7915 | 839.63 | um | 839.63 | 186.45 | um | 186.45 | 194.41 | um | 194.41
| 80 | keV | 0.011429 | 0.791 | 0.05183 | 0.84283 | 933.28 | um | 933.28 | 195.49 | um | 195.49 | 207.76 | um | 207.76
| 90 | keV | 0.012857 | 0.8444 | 0.04768 | 0.89208 | 1.02 | mm | 1020 | 203.2 | um | 203.2 | 219.6 | um | 219.6
| 100 | keV | 0.014286 | 0.8951 | 0.04421 | 0.93931 | 1.11 | mm | 1110 | 209.87 | um | 209.87 | 230.18 | um | 230.18
| 110 | keV | 0.015714 | 0.9437 | 0.04127 | 0.98497 | 1.19 | mm | 1190 | 215.71 | um | 215.71 | 239.73 | um | 239.73
| 120 | keV | 0.017143 | 0.9903 | 0.03873 | 1.029 | 1.27 | mm | 1270 | 220.88 | um | 220.88 | 248.4 | um | 248.4
| 130 | keV | 0.018571 | 1.035 | 0.03651 | 1.0715 | 1.34 | mm | 1340 | 225.49 | um | 225.49 | 256.33 | um | 256.33
| 140 | keV | 0.02 | 1.078 | 0.03456 | 1.1126 | 1.41 | mm | 1410 | 229.63 | um | 229.63 | 263.62 | um | 263.62
| 150 | keV | 0.021429 | 1.12 | 0.03283 | 1.1528 | 1.48 | mm | 1480 | 233.38 | um | 233.38 | 270.35 | um | 270.35
| 160 | keV | 0.022857 | 1.161 | 0.03128 | 1.1923 | 1.55 | mm | 1550 | 236.79 | um | 236.79 | 276.59 | um | 276.59
| 170 | keV | 0.024286 | 1.2 | 0.02989 | 1.2299 | 1.62 | mm | 1620 | 239.91 | um | 239.91 | 282.41 | um | 282.41
| 180 | keV | 0.025714 | 1.239 | 0.02862 | 1.2676 | 1.68 | mm | 1680 | 242.78 | um | 242.78 | 287.84 | um | 287.84
| 200 | keV | 0.028571 | 1.312 | 0.02642 | 1.3384 | 1.81 | mm | 1810 | 248.16 | um | 248.16 | 297.72 | um | 297.72
| 225 | keV | 0.032143 | 1.399 | 0.02414 | 1.4231 | 1.95 | mm | 1950 | 254.04 | um | 254.04 | 308.55 | um | 308.55
| 250 | keV | 0.035714 | 1.481 | 0.02225 | 1.5033 | 2.09 | mm | 2090 | 259.03 | um | 259.03 | 318.03 | um | 318.03
| 275 | keV | 0.039286 | 1.559 | 0.02066 | 1.5797 | 2.22 | mm | 2220 | 263.35 | um | 263.35 | 326.42 | um | 326.42
| 300 | keV | 0.042857 | 1.633 | 0.01931 | 1.6523 | 2.35 | mm | 2350 | 267.14 | um | 267.14 | 333.93 | um | 333.93
| 325 | keV | 0.046429 | 1.704 | 0.01813 | 1.7221 | 2.47 | mm | 2470 | 270.48 | um | 270.48 | 340.71 | um | 340.71
| 350 | keV | 0.05 | 1.771 | 0.0171 | 1.7881 | 2.58 | mm | 2580 | 273.48 | um | 273.48 | 346.88 | um | 346.88
| 375 | keV | 0.053571 | 1.835 | 0.01619 | 1.8512 | 2.7 | mm | 2700 | 276.18 | um | 276.18 | 352.52 | um | 352.52
| 400 | keV | 0.057143 | 1.897 | 0.01538 | 1.9124 | 2.81 | mm | 2810 | 278.63 | um | 278.63 | 357.71 | um | 357.71
| 450 | keV | 0.064286 | 2.012 | 0.014 | 2.026 | 3.01 | mm | 3010 | 283.67 | um | 283.67 | 366.99 | um | 366.99
| 500 | keV | 0.071429 | 2.118 | 0.01287 | 2.1309 | 3.21 | mm | 3210 | 287.99 | um | 287.99 | 375.06 | um | 375.06
| 550 | keV | 0.078571 | 2.216 | 0.01191 | 2.2279 | 3.4 | mm | 3400 | 291.76 | um | 291.76 | 382.2 | um | 382.2
| 600 | keV | 0.085714 | 2.305 | 0.0111 | 2.3161 | 3.58 | mm | 3580 | 295.1 | um | 295.1 | 388.59 | um | 388.59
| 650 | keV | 0.092857 | 2.387 | 0.0104 | 2.3974 | 3.76 | mm | 3760 | 298.1 | um | 298.1 | 394.37 | um | 394.37
| 700 | keV | 0.1 | 2.463 | 0.009793 | 2.4728 | 3.92 | mm | 3920 | 300.82 | um | 300.82 | 399.63 | um | 399.63
| 800 | keV | 0.11429 | 2.595 | 0.008779 | 2.6038 | 4.25 | mm | 4250 | 307.32 | um | 307.32 | 408.96 | um | 408.96
| 900 | keV | 0.12857 | 2.705 | 0.007968 | 2.713 | 4.56 | mm | 4560 | 312.97 | um | 312.97 | 417.04 | um | 417.04
| 1 | MeV | 0.14286 | 2.795 | 0.007303 | 2.8023 | 4.86 | mm | 4860 | 318.01 | um | 318.01 | 424.2 | um | 424.2
| 1.1 | MeV | 0.15714 | 2.867 | 0.006748 | 2.8737 | 5.15 | mm | 5150 | 322.6 | um | 322.6 | 430.65 | um | 430.65
| 1.2 | MeV | 0.17143 | 2.924 | 0.006276 | 2.9303 | 5.44 | mm | 5440 | 326.85 | um | 326.85 | 436.54 | um | 436.54
| 1.3 | MeV | 0.18571 | 2.967 | 0.005871 | 2.9729 | 5.72 | mm | 5720 | 330.83 | um | 330.83 | 441.99 | um | 441.99
| 1.4 | MeV | 0.2 | 2.999 | 0.005518 | 3.0045 | 5.99 | mm | 5990 | 334.61 | um | 334.61 | 447.08 | um | 447.08
| 1.5 | MeV | 0.21429 | 3.02 | 0.005208 | 3.0252 | 6.27 | mm | 6270 | 338.23 | um | 338.23 | 451.88 | um | 451.88
| 1.6 | MeV | 0.22857 | 3.033 | 0.004933 | 3.0379 | 6.54 | mm | 6540 | 341.73 | um | 341.73 | 456.45 | um | 456.45
| 1.7 | MeV | 0.24286 | 3.038 | 0.004687 | 3.0427 | 6.81 | mm | 6810 | 345.13 | um | 345.13 | 460.81 | um | 460.81
| 1.8 | MeV | 0.25714 | 3.037 | 0.004467 | 3.0415 | 7.08 | mm | 7080 | 348.46 | um | 348.46 | 465.01 | um | 465.01
| 2 | MeV | 0.28571 | 3.02 | 0.004086 | 3.0241 | 7.63 | mm | 7630 | 359.12 | um | 359.12 | 473.01 | um | 473.01
| 2.25 | MeV | 0.32143 | 2.978 | 0.003697 | 2.9817 | 8.32 | mm | 8320 | 374.67 | um | 374.67 | 482.47 | um | 482.47
| 2.5 | MeV | 0.35714 | 2.922 | 0.00338 | 2.9254 | 9.02 | mm | 9020 | 389.97 | um | 389.97 | 491.53 | um | 491.53
| 2.75 | MeV | 0.39286 | 2.858 | 0.003116 | 2.8611 | 9.74 | mm | 9740 | 405.2 | um | 405.2 | 500.35 | um | 500.35
| 3 | MeV | 0.42857 | 2.789 | 0.002893 | 2.7919 | 10.47 | mm | 10470 | 420.48 | um | 420.48 | 509.02 | um | 509.02
| 3.25 | MeV | 0.46429 | 2.72 | 0.002701 | 2.7227 | 11.22 | mm | 11220 | 435.9 | um | 435.9 | 517.62 | um | 517.62
| 3.5 | MeV | 0.5 | 2.65 | 0.002535 | 2.6525 | 12 | mm | 12000 | 451.5 | um | 451.5 | 526.22 | um | 526.22
| 3.75 | MeV | 0.53571 | 2.582 | 0.002389 | 2.5844 | 12.79 | mm | 12790 | 467.32 | um | 467.32 | 534.86 | um | 534.86
| 4 | MeV | 0.57143 | 2.516 | 0.00226 | 2.5183 | 13.6 | mm | 13600 | 483.4 | um | 483.4 | 543.58 | um | 543.58
| 4.5 | MeV | 0.64286 | 2.39 | 0.002041 | 2.392 | 15.29 | mm | 15290 | 543.27 | um | 543.27 | 561.37 | um | 561.37
| 5 | MeV | 0.71429 | 2.275 | 0.001863 | 2.2769 | 17.07 | mm | 17070 | 602.53 | um | 602.53 | 579.77 | um | 579.77
| 5.5 | MeV | 0.78571 | 2.169 | 0.001716 | 2.1707 | 18.93 | mm | 18930 | 661.69 | um | 661.69 | 598.92 | um | 598.92
| 6 | MeV | 0.85714 | 2.072 | 0.001591 | 2.0736 | 20.89 | mm | 20890 | 721.04 | um | 721.04 | 618.9 | um | 618.9
| 6.5 | MeV | 0.92857 | 1.984 | 0.001484 | 1.9855 | 22.93 | mm | 22930 | 780.77 | um | 780.77 | 639.78 | um | 639.78
| 7 | MeV | 1 | 1.904 | 0.001391 | 1.9054 | 25.07 | mm | 25070 | 841 | um | 841 | 661.62 | um | 661.62
| 8 | MeV | 1.1429 | 1.762 | 0.001238 | 1.7632 | 29.6 | mm | 29600 | 1.06 | mm | 1060 | 708.32 | um | 708.32
| 9 | MeV | 1.2857 | 1.641 | 0.001117 | 1.6421 | 34.47 | mm | 34470 | 1.28 | mm | 1280 | 759.19 | um | 759.19
| 10 | MeV | 1.4286 | 1.537 | 0.001018 | 1.538 | 39.7 | mm | 39700 | 1.48 | mm | 1480 | 814.3 | um | 814.3
| 11 | MeV | 1.5714 | 1.447 | 0.0009363 | 1.4479 | 45.26 | mm | 45260 | 1.68 | mm | 1680 | 873.67 | um | 873.67
| 12 | MeV | 1.7143 | 1.367 | 0.0008673 | 1.3679 | 51.16 | mm | 51160 | 1.89 | mm | 1890 | 937.26 | um | 937.26
| 13 | MeV | 1.8571 | 1.297 | 0.0008082 | 1.2978 | 57.39 | mm | 57390 | 2.09 | mm | 2090 | 1 | mm | 1000
| 14 | MeV | 2 | 1.235 | 0.0007571 | 1.2358 | 63.94 | mm | 63940 | 2.29 | mm | 2290 | 1.08 | mm | 1080
| 15 | MeV | 2.1429 | 1.18 | 0.0007123 | 1.1807 | 70.81 | mm | 70810 | 2.5 | mm | 2500 | 1.15 | mm | 1150
| 16 | MeV | 2.2857 | 1.125 | 0.0006728 | 1.1257 | 78.01 | mm | 78010 | 2.71 | mm | 2710 | 1.23 | mm | 1230
| 17 | MeV | 2.4286 | 1.072 | 0.0006377 | 1.0726 | 85.56 | mm | 85560 | 2.92 | mm | 2920 | 1.32 | mm | 1320
| 18 | MeV | 2.5714 | 1.029 | 0.0006062 | 1.0296 | 93.45 | mm | 93450 | 3.14 | mm | 3140 | 1.4 | mm | 1400
| 20 | MeV | 2.8571 | 0.9526 | 0.0005521 | 0.95315 | 110.21 | mm | 110210 | 3.95 | mm | 3950 | 1.59 | mm | 1590
| 22.5 | MeV | 3.2143 | 0.8731 | 0.0004973 | 0.8736 | 132.96 | mm | 132960 | 5.12 | mm | 5120 | 1.85 | mm | 1850
| 25 | MeV | 3.5714 | 0.8069 | 0.0004528 | 0.80735 | 157.67 | mm | 157670 | 6.22 | mm | 6220 | 2.13 | mm | 2130
| 27.5 | MeV | 3.9286 | 0.7509 | 0.0004159 | 0.75132 | 184.32 | mm | 184320 | 7.29 | mm | 7290 | 2.43 | mm | 2430
| 30 | MeV | 4.2857 | 0.7028 | 0.0003849 | 0.70318 | 212.87 | mm | 212870 | 8.36 | mm | 8360 | 2.75 | mm | 2750
| 32.5 | MeV | 4.6429 | 0.661 | 0.0003583 | 0.66136 | 243.31 | mm | 243310 | 9.43 | mm | 9430 | 3.09 | mm | 3090
| 35 | MeV | 5 | 0.6243 | 0.0003353 | 0.62464 | 275.59 | mm | 275590 | 10.51 | mm | 10510 | 3.45 | mm | 3450
| 37.5 | MeV | 5.3571 | 0.5918 | 0.0003153 | 0.59212 | 309.72 | mm | 309720 | 11.59 | mm | 11590 | 3.84 | mm | 3840
| 40 | MeV | 5.7143 | 0.5628 | 0.0002976 | 0.5631 | 345.65 | mm | 345650 | 12.69 | mm | 12690 | 4.24 | mm | 4240
| 45 | MeV | 6.4286 | 0.5133 | 0.0002677 | 0.51357 | 422.85 | mm | 422850 | 16.8 | mm | 16800 | 5.1 | mm | 5100
| 50 | MeV | 7.1429 | 0.4724 | 0.0002436 | 0.47264 | 507.1 | mm | 507100 | 20.66 | mm | 20660 | 6.04 | mm | 6040
| 55 | MeV | 7.8571 | 0.4381 | 0.0002236 | 0.43832 | 598.29 | mm | 598290 | 24.42 | mm | 24420 | 7.05 | mm | 7050
| 60 | MeV | 8.5714 | 0.4088 | 0.0002067 | 0.40901 | 696.32 | mm | 696320 | 28.15 | mm | 28150 | 8.13 | mm | 8130
| 65 | MeV | 9.2857 | 0.3835 | 0.0001924 | 0.38369 | 801.08 | mm | 801080 | 31.88 | mm | 31880 | 9.28 | mm | 9280
| 70 | MeV | 10 | 0.3615 | 0.0001799 | 0.36168 | 912.5 | mm | 912500 | 35.65 | mm | 35650 | 10.5 | mm | 10500
| 80 | MeV | 11.4286 | 0.3247 | 0.0001595 | 0.32486 | 1.15 | m | 1150000 | 49.59 | mm | 49590 | 13.14 | mm | 13140
| 90 | MeV | 12.8571 | 0.2953 | 0.0001434 | 0.29544 | 1.42 | m | 1420000 | 62.58 | mm | 62580 | 16.05 | mm | 16050
| 100 | MeV | 14.2857 | 0.2712 | 0.0001304 | 0.27133 | 1.72 | m | 1720000 | 75.24 | mm | 75240 | 19.21 | mm | 19210
| 110 | MeV | 15.7143 | 0.2511 | 0.0001196 | 0.25122 | 2.03 | m | 2030000 | 87.84 | mm | 87840 | 22.63 | mm | 22630
| 120 | MeV | 17.1429 | 0.234 | 0.0001105 | 0.23411 | 2.38 | m | 2380000 | 100.51 | mm | 100510 | 26.29 | mm | 26290
| 130 | MeV | 18.5714 | 0.2193 | 0.0001028 | 0.2194 | 2.74 | m | 2740000 | 113.29 | mm | 113290 | 30.2 | mm | 30200
| 140 | MeV | 20 | 0.2065 | 9.61e-05 | 0.2066 | 3.13 | m | 3130000 | 126.24 | mm | 126240 | 34.34 | mm | 34340
| 150 | MeV | 21.4286 | 0.1952 | 9.026e-05 | 0.19529 | 3.55 | m | 3550000 | 139.37 | mm | 139370 | 38.72 | mm | 38720
| 160 | MeV | 22.8571 | 0.1852 | 8.512e-05 | 0.18529 | 3.98 | m | 3980000 | 152.69 | mm | 152690 | 43.33 | mm | 43330
| 170 | MeV | 24.2857 | 0.1764 | 8.055e-05 | 0.17648 | 4.44 | m | 4440000 | 166.21 | mm | 166210 | 48.16 | mm | 48160
| 180 | MeV | 25.7143 | 0.1684 | 7.647e-05 | 0.16848 | 4.92 | m | 4920000 | 179.93 | mm | 179930 | 53.22 | mm | 53220
| 200 | MeV | 28.5714 | 0.1546 | 6.947e-05 | 0.15467 | 5.95 | m | 5950000 | 232 | mm | 232000 | 64 | mm | 64000
| 225 | MeV | 32.1429 | 0.1405 | 6.24e-05 | 0.14056 | 7.36 | m | 7360000 | 306.45 | mm | 306450 | 78.68 | mm | 78680
| 250 | MeV | 35.7143 | 0.1291 | 5.668e-05 | 0.12916 | 8.9 | m | 8900000 | 376.78 | mm | 376780 | 94.66 | mm | 94660
| 275 | MeV | 39.2857 | 0.1196 | 5.196e-05 | 0.11965 | 10.57 | m | 10570000 | 445.53 | mm | 445530 | 111.91 | mm | 111910
| 300 | MeV | 42.8571 | 0.1115 | 4.799e-05 | 0.11155 | 12.37 | m | 12370000 | 513.81 | mm | 513810 | 130.38 | mm | 130380
| 325 | MeV | 46.4286 | 0.1046 | 4.46e-05 | 0.10464 | 14.29 | m | 14290000 | 582.18 | mm | 582180 | 150.05 | mm | 150050
| 350 | MeV | 50 | 0.09862 | 4.168e-05 | 0.098662 | 16.33 | m | 16330000 | 650.95 | mm | 650950 | 170.88 | mm | 170880
| 375 | MeV | 53.5714 | 0.09337 | 3.912e-05 | 0.093409 | 18.49 | m | 18490000 | 720.29 | mm | 720290 | 192.85 | mm | 192850
| 400 | MeV | 57.1429 | 0.08874 | 3.688e-05 | 0.088777 | 20.77 | m | 20770000 | 790.3 | mm | 790300 | 215.93 | mm | 215930
| 450 | MeV | 64.2857 | 0.08092 | 3.31e-05 | 0.080953 | 25.67 | m | 25670000 | 1.05 | m | 1050000 | 265.33 | mm | 265330
| 500 | MeV | 71.4286 | 0.07456 | 3.005e-05 | 0.07459 | 31.01 | m | 31010000 | 1.3 | m | 1300000 | 318.87 | mm | 318870
| 550 | MeV | 78.5714 | 0.0693 | 2.754e-05 | 0.069328 | 36.78 | m | 36780000 | 1.54 | m | 1540000 | 376.38 | mm | 376380
| 600 | MeV | 85.7143 | 0.06485 | 2.542e-05 | 0.064875 | 42.97 | m | 42970000 | 1.77 | m | 1770000 | 437.7 | mm | 437700
| 650 | MeV | 92.8571 | 0.06105 | 2.362e-05 | 0.061074 | 49.57 | m | 49570000 | 2 | m | 2000000 | 502.66 | mm | 502660
| 700 | MeV | 100 | 0.05777 | 2.206e-05 | 0.057792 | 56.55 | m | 56550000 | 2.24 | m | 2240000 | 571.12 | mm | 571120
| 800 | MeV | 114.2857 | 0.05237 | 1.951e-05 | 0.05239 | 71.64 | m | 71640000 | 3.1 | m | 3100000 | 718.06 | mm | 718060
| 900 | MeV | 128.5714 | 0.04811 | 1.75e-05 | 0.048127 | 88.18 | m | 88180000 | 3.89 | m | 3890000 | 877.49 | mm | 877490
| 1 | GeV | 142.8571 | 0.04466 | 1.588e-05 | 0.044676 | 106.09 | m | 106090000 | 4.65 | m | 4650000 | 1.05 | m | 1050000
| 1.1 | GeV | 157.1429 | 0.04182 | 1.455e-05 | 0.041835 | 125.29 | m | 125290000 | 5.39 | m | 5390000 | 1.23 | m | 1230000
| 1.2 | GeV | 171.4286 | 0.03943 | 1.342e-05 | 0.039443 | 145.73 | m | 145730000 | 6.12 | m | 6120000 | 1.42 | m | 1420000
| 1.3 | GeV | 185.7143 | 0.03739 | 1.247e-05 | 0.037402 | 167.35 | m | 167350000 | 6.85 | m | 6850000 | 1.62 | m | 1620000
| 1.4 | GeV | 200 | 0.03564 | 1.164e-05 | 0.035652 | 190.08 | m | 190080000 | 7.58 | m | 7580000 | 1.83 | m | 1830000
| 1.5 | GeV | 214.2857 | 0.03411 | 1.092e-05 | 0.034121 | 213.88 | m | 213880000 | 8.3 | m | 8300000 | 2.05 | m | 2050000
| 1.6 | GeV | 228.5714 | 0.03277 | 1.029e-05 | 0.03278 | 238.71 | m | 238710000 | 9.02 | m | 9020000 | 2.28 | m | 2280000
| 1.7 | GeV | 242.8571 | 0.03158 | 9.728e-06 | 0.03159 | 264.5 | m | 264500000 | 9.74 | m | 9740000 | 2.51 | m | 2510000
| 1.8 | GeV | 257.1429 | 0.03052 | 9.227e-06 | 0.030529 | 291.23 | m | 291230000 | 10.46 | m | 10460000 | 2.75 | m | 2750000
| 2 | GeV | 285.7143 | 0.02872 | 8.369e-06 | 0.028728 | 347.29 | m | 347290000 | 13.14 | m | 13140000 | 3.24 | m | 3240000
| 2.25 | GeV | 321.4286 | 0.02692 | 7.504e-06 | 0.026928 | 421.92 | m | 421920000 | 16.88 | m | 16880000 | 3.89 | m | 3890000
| 2.5 | GeV | 357.1429 | 0.02548 | 6.805e-06 | 0.025487 | 501.16 | m | 501160000 | 20.28 | m | 20280000 | 4.57 | m | 4570000
| 2.75 | GeV | 392.8571 | 0.0243 | 6.229e-06 | 0.024306 | 584.55 | m | 584550000 | 23.48 | m | 23480000 | 5.27 | m | 5270000
| 3 | GeV | 428.5714 | 0.02333 | 5.746e-06 | 0.023336 | 671.69 | m | 671690000 | 26.54 | m | 26540000 | 6 | m | 6000000
| 3.25 | GeV | 464.2857 | 0.02251 | 5.334e-06 | 0.022515 | 762.25 | m | 762250000 | 29.49 | m | 29490000 | 6.73 | m | 6730000
| 3.5 | GeV | 500 | 0.02181 | 4.979e-06 | 0.021815 | 855.9 | m | 855900000 | 32.35 | m | 32350000 | 7.48 | m | 7480000
| 3.75 | GeV | 535.7143 | 0.02121 | 4.67e-06 | 0.021215 | 952.36 | m | 952360000 | 35.14 | m | 35140000 | 8.25 | m | 8250000
| 4 | GeV | 571.4286 | 0.02069 | 4.398e-06 | 0.020694 | 1.05 | km | 1050000000 | 37.85 | m | 37850000 | 9.02 | m | 9020000
| 4.5 | GeV | 642.8571 | 0.01985 | 3.942e-06 | 0.019854 | 1.26 | km | 1260000000 | 47.7 | m | 47700000 | 10.58 | m | 10580000
| 5 | GeV | 714.2857 | 0.01919 | 3.574e-06 | 0.019194 | 1.47 | km | 1470000000 | 56.43 | m | 56430000 | 12.15 | m | 12150000
| 5.5 | GeV | 785.7143 | 0.01867 | 3.27e-06 | 0.018673 | 1.69 | km | 1690000000 | 64.43 | m | 64430000 | 13.74 | m | 13740000
| 6 | GeV | 857.1429 | 0.01825 | 3.015e-06 | 0.018253 | 1.91 | km | 1910000000 | 71.9 | m | 71900000 | 15.32 | m | 15320000
| 6.5 | GeV | 928.5714 | 0.01791 | 2.799e-06 | 0.017913 | 2.14 | km | 2140000000 | 78.93 | m | 78930000 | 16.89 | m | 16890000
228 | 7 | GeV | 1000 | 0.01763 | 2.612e-06 | 0.017633 | 2.38 | km | 2380000000 | 85.6 | m | 85600000 | 18.46 | m | 18460000

## srim7Li_Kapton
1 | 2 | 3 | 4 | 5 | 6 | 7 | 8 | 9 | 10 | 11 | 12 | 13 | 14 | 15 | 16
2 | "SRIMfit"data table | [9 empty] | please fill in |  | from SRIM output
3 | SRIM ver= | SRIM-2013.00 |  | Gas? |  | == Target Composition == |  |  |  |  | please change in |  | for appropriate value/formula
4 | Ion Z= | 3 |  |  | Atom | Atom | Atomic | Mass |  | Multiply Stopping by ; for Stopping Units
5 | Ion A= | 7 | amu |  | Name | Numb | [%] | [%] | unitID | Cnv. Factor |  |  |  | ThisWSname | srim7Li_Kapton
6 | Target= | Kapton | short name |  | H | 1 | 25.64 | 2.64 | 1 | 14.2 | eV / Angstrom |  |  | Corded | Ayoshida.RIKEN 2017.11
7 |  | Kapton(Polyimide Film ICRU-179) |  |  | C | 6 | 56.41 | 69.11 | 2 | 142 | keV / micron
8 | Trg.Dens= | 1.42 | g/cm3 |  | N | 7 | 5.13 | 7.33 | 3 | 142 | MeV / mm
9 |  | 8.7227e+22 | atoms/cm3 |  | O | 8 | 12.82 | 20.92 | 4 | 1 | keV / (ug/cm2)
10 | BraggCrct= | -7.2% | [6 empty] | 5 | 1 | MeV / (mg/cm2)
11 |  | row# | SRIM E range | [5 empty] | 6 | 1000 | keV / (mg/cm2)
12 | Emin= | 20 | 0.07 | 10eV/A |  |  |  |  | 7 | 16.279 | eV / (1E15 atoms/cm2)
13 | Emax= | 228 | 7000000 | 1GeV/A |  |  |  |  | 8 | 0.68587 | L.S.S. reduced unit
14 | if Gas; Ptbl = |  | Pa |  |  |  | 100 | 100 | 0 | == 5 : MeV/(mg/cm2)
15 | if Gas; Ttbl = |  | degC
16 |  |  |  |  | SRIM Stopping Power Unit = [MeV/(mg/cm2)] |  |  | Plastics / Polymers : Kapton Polyimide Film (ICRU-179)
17 | Ion |  |  | dE/dx Elec | dE/dx Nucl | dE/dx tot | Projected |  |  | Longitudinal |  |  | Lateral
18 | Energy |  | [MeV/u] | [MeV/(mg/cm2)] |  |  | Range |  | [um] | Straggling |  | [um] | Straggling |  | [um]
19
20 | 69.9999 | eV | 1e-05 | 0.0294 | 0.256 | 0.2854 | 13 | A | 0.0013 | 10 | A | 0.001 | 7 | A | 0.0007
| 79.9999 | eV | 1.1429e-05 | 0.03143 | 0.2662 | 0.29763 | 14 | A | 0.0014 | 11 | A | 0.0011 | 8 | A | 0.0008
| 89.9999 | eV | 1.2857e-05 | 0.03334 | 0.2751 | 0.30844 | 16 | A | 0.0016 | 12 | A | 0.0012 | 8 | A | 0.0008
| 99.9999 | eV | 1.4286e-05 | 0.03514 | 0.283 | 0.31814 | 17 | A | 0.0017 | 12 | A | 0.0012 | 9 | A | 0.0009
| 110 | eV | 1.5714e-05 | 0.03686 | 0.2901 | 0.32696 | 18 | A | 0.0018 | 13 | A | 0.0013 | 9 | A | 0.0009
| 120 | eV | 1.7143e-05 | 0.0385 | 0.2964 | 0.3349 | 19 | A | 0.0019 | 14 | A | 0.0014 | 10 | A | 0.001
| 130 | eV | 1.8571e-05 | 0.04007 | 0.3022 | 0.34227 | 20 | A | 0.002 | 14 | A | 0.0014 | 10 | A | 0.001
| 139.999 | eV | 2e-05 | 0.04158 | 0.3074 | 0.34898 | 21 | A | 0.0021 | 15 | A | 0.0015 | 11 | A | 0.0011
| 149.999 | eV | 2.1428e-05 | 0.04304 | 0.3122 | 0.35524 | 22 | A | 0.0022 | 16 | A | 0.0016 | 11 | A | 0.0011
| 159.999 | eV | 2.2857e-05 | 0.04445 | 0.3167 | 0.36115 | 23 | A | 0.0023 | 16 | A | 0.0016 | 12 | A | 0.0012
| 169.999 | eV | 2.4286e-05 | 0.04582 | 0.3207 | 0.36652 | 24 | A | 0.0024 | 17 | A | 0.0017 | 12 | A | 0.0012
| 179.999 | eV | 2.5714e-05 | 0.04715 | 0.3245 | 0.37165 | 25 | A | 0.0025 | 18 | A | 0.0018 | 13 | A | 0.0013
| 199.999 | eV | 2.8571e-05 | 0.0497 | 0.3312 | 0.3809 | 27 | A | 0.0027 | 19 | A | 0.0019 | 14 | A | 0.0014
| 224.999 | eV | 3.2143e-05 | 0.05271 | 0.3384 | 0.39111 | 30 | A | 0.003 | 20 | A | 0.002 | 15 | A | 0.0015
| 249.999 | eV | 3.5714e-05 | 0.05556 | 0.3445 | 0.40006 | 32 | A | 0.0032 | 22 | A | 0.0022 | 16 | A | 0.0016
| 274.999 | eV | 3.9286e-05 | 0.05828 | 0.3497 | 0.40798 | 34 | A | 0.0034 | 23 | A | 0.0023 | 17 | A | 0.0017
| 299.999 | eV | 4.2857e-05 | 0.06087 | 0.3542 | 0.41507 | 37 | A | 0.0037 | 25 | A | 0.0025 | 18 | A | 0.0018
| 324.999 | eV | 4.6428e-05 | 0.06335 | 0.358 | 0.42135 | 39 | A | 0.0039 | 26 | A | 0.0026 | 19 | A | 0.0019
| 349.999 | eV | 5e-05 | 0.06574 | 0.3614 | 0.42714 | 41 | A | 0.0041 | 27 | A | 0.0027 | 20 | A | 0.002
| 374.999 | eV | 5.3571e-05 | 0.06805 | 0.3643 | 0.43235 | 44 | A | 0.0044 | 29 | A | 0.0029 | 21 | A | 0.0021
| 399.999 | eV | 5.7143e-05 | 0.07028 | 0.3668 | 0.43708 | 46 | A | 0.0046 | 30 | A | 0.003 | 22 | A | 0.0022
| 449.999 | eV | 6.4286e-05 | 0.07455 | 0.3709 | 0.44545 | 51 | A | 0.0051 | 33 | A | 0.0033 | 24 | A | 0.0024
| 499.999 | eV | 7.1428e-05 | 0.07858 | 0.374 | 0.45258 | 55 | A | 0.0055 | 35 | A | 0.0035 | 25 | A | 0.0025
| 549.999 | eV | 7.8571e-05 | 0.08241 | 0.3763 | 0.45871 | 60 | A | 0.006 | 38 | A | 0.0038 | 27 | A | 0.0027
| 599.999 | eV | 8.5714e-05 | 0.08608 | 0.3779 | 0.46398 | 64 | A | 0.0064 | 40 | A | 0.004 | 29 | A | 0.0029
| 649.999 | eV | 9.2857e-05 | 0.08959 | 0.3791 | 0.46869 | 69 | A | 0.0069 | 42 | A | 0.0042 | 31 | A | 0.0031
| 699.999 | eV | 0.0001 | 0.09298 | 0.3798 | 0.47278 | 73 | A | 0.0073 | 45 | A | 0.0045 | 32 | A | 0.0032
| 799.999 | eV | 0.00011429 | 0.0994 | 0.3802 | 0.4796 | 82 | A | 0.0082 | 50 | A | 0.005 | 36 | A | 0.0036
| 899.999 | eV | 0.00012857 | 0.1054 | 0.3797 | 0.4851 | 91 | A | 0.0091 | 54 | A | 0.0054 | 39 | A | 0.0039
| 999.999 | eV | 0.00014286 | 0.1111 | 0.3785 | 0.4896 | 100 | A | 0.01 | 59 | A | 0.0059 | 42 | A | 0.0042
| 1.1 | keV | 0.00015714 | 0.1166 | 0.3767 | 0.4933 | 109 | A | 0.0109 | 63 | A | 0.0063 | 46 | A | 0.0046
| 1.2 | keV | 0.00017143 | 0.1217 | 0.3746 | 0.4963 | 118 | A | 0.0118 | 68 | A | 0.0068 | 49 | A | 0.0049
| 1.3 | keV | 0.00018571 | 0.1267 | 0.3722 | 0.4989 | 127 | A | 0.0127 | 72 | A | 0.0072 | 52 | A | 0.0052
| 1.4 | keV | 0.0002 | 0.1315 | 0.3696 | 0.5011 | 136 | A | 0.0136 | 77 | A | 0.0077 | 55 | A | 0.0055
| 1.5 | keV | 0.00021429 | 0.1361 | 0.3669 | 0.503 | 145 | A | 0.0145 | 81 | A | 0.0081 | 58 | A | 0.0058
| 1.6 | keV | 0.00022857 | 0.1406 | 0.364 | 0.5046 | 154 | A | 0.0154 | 86 | A | 0.0086 | 61 | A | 0.0061
| 1.7 | keV | 0.00024286 | 0.1449 | 0.3611 | 0.506 | 163 | A | 0.0163 | 90 | A | 0.009 | 65 | A | 0.0065
| 1.8 | keV | 0.00025714 | 0.1491 | 0.3581 | 0.5072 | 172 | A | 0.0172 | 94 | A | 0.0094 | 68 | A | 0.0068
| 2 | keV | 0.00028571 | 0.1572 | 0.3521 | 0.5093 | 190 | A | 0.019 | 103 | A | 0.0103 | 74 | A | 0.0074
| 2.25 | keV | 0.00032143 | 0.1667 | 0.3447 | 0.5114 | 213 | A | 0.0213 | 113 | A | 0.0113 | 81 | A | 0.0081
| 2.5 | keV | 0.00035714 | 0.1757 | 0.3373 | 0.513 | 236 | A | 0.0236 | 123 | A | 0.0123 | 89 | A | 0.0089
| 2.75 | keV | 0.00039286 | 0.1843 | 0.3302 | 0.5145 | 260 | A | 0.026 | 134 | A | 0.0134 | 96 | A | 0.0096
| 3 | keV | 0.00042857 | 0.1925 | 0.3233 | 0.5158 | 283 | A | 0.0283 | 144 | A | 0.0144 | 104 | A | 0.0104
| 3.25 | keV | 0.00046429 | 0.2003 | 0.3166 | 0.5169 | 307 | A | 0.0307 | 154 | A | 0.0154 | 111 | A | 0.0111
| 3.5 | keV | 0.0005 | 0.2079 | 0.3102 | 0.5181 | 331 | A | 0.0331 | 163 | A | 0.0163 | 119 | A | 0.0119
| 3.75 | keV | 0.00053571 | 0.2152 | 0.3041 | 0.5193 | 355 | A | 0.0355 | 173 | A | 0.0173 | 126 | A | 0.0126
| 4 | keV | 0.00057143 | 0.2223 | 0.2982 | 0.5205 | 379 | A | 0.0379 | 182 | A | 0.0182 | 133 | A | 0.0133
| 4.5 | keV | 0.00064286 | 0.2357 | 0.2872 | 0.5229 | 428 | A | 0.0428 | 201 | A | 0.0201 | 148 | A | 0.0148
| 5 | keV | 0.00071429 | 0.2485 | 0.277 | 0.5255 | 477 | A | 0.0477 | 219 | A | 0.0219 | 162 | A | 0.0162
| 5.5 | keV | 0.00078571 | 0.2606 | 0.2676 | 0.5282 | 526 | A | 0.0526 | 236 | A | 0.0236 | 177 | A | 0.0177
| 6 | keV | 0.00085714 | 0.2722 | 0.2589 | 0.5311 | 576 | A | 0.0576 | 253 | A | 0.0253 | 191 | A | 0.0191
| 6.5 | keV | 0.00092857 | 0.2833 | 0.2509 | 0.5342 | 625 | A | 0.0625 | 270 | A | 0.027 | 205 | A | 0.0205
| 7 | keV | 0.001 | 0.294 | 0.2434 | 0.5374 | 675 | A | 0.0675 | 286 | A | 0.0286 | 219 | A | 0.0219
| 8 | keV | 0.0011429 | 0.3143 | 0.2299 | 0.5442 | 775 | A | 0.0775 | 318 | A | 0.0318 | 246 | A | 0.0246
| 9 | keV | 0.0012857 | 0.3334 | 0.2181 | 0.5515 | 874 | A | 0.0874 | 347 | A | 0.0347 | 273 | A | 0.0273
| 10 | keV | 0.0014286 | 0.3514 | 0.2076 | 0.559 | 974 | A | 0.0974 | 376 | A | 0.0376 | 299 | A | 0.0299
| 11 | keV | 0.0015714 | 0.3686 | 0.1982 | 0.5668 | 1073 | A | 0.1073 | 403 | A | 0.0403 | 325 | A | 0.0325
| 12 | keV | 0.0017143 | 0.385 | 0.1898 | 0.5748 | 1172 | A | 0.1172 | 429 | A | 0.0429 | 350 | A | 0.035
| 13 | keV | 0.0018571 | 0.4007 | 0.1822 | 0.5829 | 1271 | A | 0.1271 | 453 | A | 0.0453 | 374 | A | 0.0374
| 14 | keV | 0.002 | 0.4158 | 0.1753 | 0.5911 | 1368 | A | 0.1368 | 477 | A | 0.0477 | 398 | A | 0.0398
| 15 | keV | 0.0021429 | 0.4293 | 0.1689 | 0.5982 | 1466 | A | 0.1466 | 500 | A | 0.05 | 421 | A | 0.0421
| 16 | keV | 0.0022857 | 0.4423 | 0.1631 | 0.6054 | 1563 | A | 0.1563 | 521 | A | 0.0521 | 444 | A | 0.0444
| 17 | keV | 0.0024286 | 0.4549 | 0.1578 | 0.6127 | 1659 | A | 0.1659 | 542 | A | 0.0542 | 466 | A | 0.0466
| 18 | keV | 0.0025714 | 0.4672 | 0.1528 | 0.62 | 1755 | A | 0.1755 | 563 | A | 0.0563 | 487 | A | 0.0487
| 20 | keV | 0.0028571 | 0.4909 | 0.1439 | 0.6348 | 1944 | A | 0.1944 | 601 | A | 0.0601 | 529 | A | 0.0529
| 22.5 | keV | 0.0032143 | 0.5189 | 0.1343 | 0.6532 | 2178 | A | 0.2178 | 646 | A | 0.0646 | 578 | A | 0.0578
| 25 | keV | 0.0035714 | 0.5455 | 0.1261 | 0.6716 | 2407 | A | 0.2407 | 686 | A | 0.0686 | 625 | A | 0.0625
| 27.5 | keV | 0.0039286 | 0.571 | 0.119 | 0.69 | 2633 | A | 0.2633 | 724 | A | 0.0724 | 670 | A | 0.067
| 30 | keV | 0.0042857 | 0.5954 | 0.1127 | 0.7081 | 2854 | A | 0.2854 | 759 | A | 0.0759 | 712 | A | 0.0712
| 32.5 | keV | 0.0046429 | 0.6189 | 0.1072 | 0.7261 | 3072 | A | 0.3072 | 792 | A | 0.0792 | 752 | A | 0.0752
| 35 | keV | 0.005 | 0.6416 | 0.1022 | 0.7438 | 3285 | A | 0.3285 | 822 | A | 0.0822 | 790 | A | 0.079
| 37.5 | keV | 0.0053571 | 0.6636 | 0.09775 | 0.76135 | 3495 | A | 0.3495 | 850 | A | 0.085 | 827 | A | 0.0827
| 40 | keV | 0.0057143 | 0.6849 | 0.09372 | 0.77862 | 3701 | A | 0.3701 | 877 | A | 0.0877 | 861 | A | 0.0861
| 45 | keV | 0.0064286 | 0.7259 | 0.0867 | 0.8126 | 4102 | A | 0.4102 | 926 | A | 0.0926 | 926 | A | 0.0926
| 50 | keV | 0.0071429 | 0.7647 | 0.08077 | 0.84547 | 4491 | A | 0.4491 | 970 | A | 0.097 | 986 | A | 0.0986
| 55 | keV | 0.0078571 | 0.8017 | 0.0757 | 0.8774 | 4868 | A | 0.4868 | 1009 | A | 0.1009 | 1042 | A | 0.1042
| 60 | keV | 0.0085714 | 0.8371 | 0.0713 | 0.9084 | 5233 | A | 0.5233 | 1045 | A | 0.1045 | 1093 | A | 0.1093
| 65 | keV | 0.0092857 | 0.871 | 0.06744 | 0.93844 | 5589 | A | 0.5589 | 1077 | A | 0.1077 | 1141 | A | 0.1141
| 70 | keV | 0.01 | 0.9034 | 0.06402 | 0.96742 | 5935 | A | 0.5935 | 1107 | A | 0.1107 | 1186 | A | 0.1186
| 80 | keV | 0.011429 | 0.9641 | 0.05824 | 1.0223 | 6601 | A | 0.6601 | 1161 | A | 0.1161 | 1268 | A | 0.1268
| 90 | keV | 0.012857 | 1.02 | 0.05351 | 1.0735 | 7238 | A | 0.7238 | 1208 | A | 0.1208 | 1341 | A | 0.1341
| 100 | keV | 0.014286 | 1.071 | 0.04957 | 1.1206 | 7850 | A | 0.785 | 1248 | A | 0.1248 | 1407 | A | 0.1407
| 110 | keV | 0.015714 | 1.119 | 0.04622 | 1.1652 | 8439 | A | 0.8439 | 1284 | A | 0.1284 | 1466 | A | 0.1466
| 120 | keV | 0.017143 | 1.163 | 0.04334 | 1.2063 | 9010 | A | 0.901 | 1317 | A | 0.1317 | 1521 | A | 0.1521
| 130 | keV | 0.018571 | 1.205 | 0.04084 | 1.2458 | 9563 | A | 0.9563 | 1346 | A | 0.1346 | 1572 | A | 0.1572
| 140 | keV | 0.02 | 1.245 | 0.03863 | 1.2836 | 1.01 | um | 1.01 | 1373 | A | 0.1373 | 1619 | A | 0.1619
| 150 | keV | 0.021429 | 1.284 | 0.03668 | 1.3207 | 1.06 | um | 1.06 | 1397 | A | 0.1397 | 1662 | A | 0.1662
| 160 | keV | 0.022857 | 1.322 | 0.03493 | 1.3569 | 1.11 | um | 1.11 | 1419 | A | 0.1419 | 1703 | A | 0.1703
| 170 | keV | 0.024286 | 1.36 | 0.03335 | 1.3934 | 1.16 | um | 1.16 | 1440 | A | 0.144 | 1741 | A | 0.1741
| 180 | keV | 0.025714 | 1.397 | 0.03193 | 1.4289 | 1.21 | um | 1.21 | 1459 | A | 0.1459 | 1777 | A | 0.1777
| 200 | keV | 0.028571 | 1.47 | 0.02945 | 1.4994 | 1.31 | um | 1.31 | 1496 | A | 0.1496 | 1844 | A | 0.1844
| 225 | keV | 0.032143 | 1.561 | 0.02688 | 1.5879 | 1.42 | um | 1.42 | 1538 | A | 0.1538 | 1917 | A | 0.1917
| 250 | keV | 0.035714 | 1.65 | 0.02477 | 1.6748 | 1.52 | um | 1.52 | 1574 | A | 0.1574 | 1981 | A | 0.1981
| 275 | keV | 0.039286 | 1.738 | 0.02298 | 1.761 | 1.62 | um | 1.62 | 1604 | A | 0.1604 | 2039 | A | 0.2039
| 300 | keV | 0.042857 | 1.823 | 0.02146 | 1.8445 | 1.72 | um | 1.72 | 1631 | A | 0.1631 | 2090 | A | 0.209
| 325 | keV | 0.046429 | 1.905 | 0.02014 | 1.9251 | 1.81 | um | 1.81 | 1655 | A | 0.1655 | 2137 | A | 0.2137
| 350 | keV | 0.05 | 1.985 | 0.01899 | 2.004 | 1.9 | um | 1.9 | 1677 | A | 0.1677 | 2179 | A | 0.2179
| 375 | keV | 0.053571 | 2.062 | 0.01798 | 2.08 | 1.99 | um | 1.99 | 1696 | A | 0.1696 | 2217 | A | 0.2217
| 400 | keV | 0.057143 | 2.135 | 0.01707 | 2.1521 | 2.07 | um | 2.07 | 1713 | A | 0.1713 | 2253 | A | 0.2253
| 450 | keV | 0.064286 | 2.274 | 0.01553 | 2.2895 | 2.23 | um | 2.23 | 1751 | A | 0.1751 | 2316 | A | 0.2316
| 500 | keV | 0.071429 | 2.401 | 0.01426 | 2.4153 | 2.37 | um | 2.37 | 1783 | A | 0.1783 | 2371 | A | 0.2371
| 550 | keV | 0.078571 | 2.517 | 0.0132 | 2.5302 | 2.51 | um | 2.51 | 1811 | A | 0.1811 | 2420 | A | 0.242
| 600 | keV | 0.085714 | 2.622 | 0.0123 | 2.6343 | 2.65 | um | 2.65 | 1835 | A | 0.1835 | 2463 | A | 0.2463
| 650 | keV | 0.092857 | 2.717 | 0.01152 | 2.7285 | 2.78 | um | 2.78 | 1857 | A | 0.1857 | 2502 | A | 0.2502
| 700 | keV | 0.1 | 2.803 | 0.01084 | 2.8138 | 2.91 | um | 2.91 | 1878 | A | 0.1878 | 2537 | A | 0.2537
| 800 | keV | 0.11429 | 2.948 | 0.00971 | 2.9577 | 3.15 | um | 3.15 | 1928 | A | 0.1928 | 2600 | A | 0.26
| 900 | keV | 0.12857 | 3.064 | 0.008808 | 3.0728 | 3.38 | um | 3.38 | 1973 | A | 0.1973 | 2655 | A | 0.2655
| 1 | MeV | 0.14286 | 3.154 | 0.00807 | 3.1621 | 3.61 | um | 3.61 | 2013 | A | 0.2013 | 2704 | A | 0.2704
| 1.1 | MeV | 0.15714 | 3.223 | 0.007454 | 3.2305 | 3.83 | um | 3.83 | 2049 | A | 0.2049 | 2748 | A | 0.2748
| 1.2 | MeV | 0.17143 | 3.274 | 0.006931 | 3.2809 | 4.04 | um | 4.04 | 2083 | A | 0.2083 | 2788 | A | 0.2788
| 1.3 | MeV | 0.18571 | 3.31 | 0.006481 | 3.3165 | 4.26 | um | 4.26 | 2116 | A | 0.2116 | 2825 | A | 0.2825
| 1.4 | MeV | 0.2 | 3.334 | 0.006089 | 3.3401 | 4.47 | um | 4.47 | 2146 | A | 0.2146 | 2860 | A | 0.286
| 1.5 | MeV | 0.21429 | 3.348 | 0.005746 | 3.3537 | 4.68 | um | 4.68 | 2176 | A | 0.2176 | 2894 | A | 0.2894
| 1.6 | MeV | 0.22857 | 3.353 | 0.005441 | 3.3584 | 4.89 | um | 4.89 | 2205 | A | 0.2205 | 2925 | A | 0.2925
| 1.7 | MeV | 0.24286 | 3.352 | 0.005169 | 3.3572 | 5.1 | um | 5.1 | 2233 | A | 0.2233 | 2956 | A | 0.2956
| 1.8 | MeV | 0.25714 | 3.345 | 0.004925 | 3.3499 | 5.3 | um | 5.3 | 2261 | A | 0.2261 | 2985 | A | 0.2985
| 2 | MeV | 0.28571 | 3.318 | 0.004504 | 3.3225 | 5.73 | um | 5.73 | 2353 | A | 0.2353 | 3041 | A | 0.3041
| 2.25 | MeV | 0.32143 | 3.268 | 0.004074 | 3.2721 | 6.26 | um | 6.26 | 2488 | A | 0.2488 | 3108 | A | 0.3108
| 2.5 | MeV | 0.35714 | 3.207 | 0.003723 | 3.2107 | 6.8 | um | 6.8 | 2620 | A | 0.262 | 3172 | A | 0.3172
| 2.75 | MeV | 0.39286 | 3.14 | 0.003432 | 3.1434 | 7.36 | um | 7.36 | 2750 | A | 0.275 | 3234 | A | 0.3234
| 3 | MeV | 0.42857 | 3.069 | 0.003185 | 3.0722 | 7.92 | um | 7.92 | 2878 | A | 0.2878 | 3295 | A | 0.3295
| 3.25 | MeV | 0.46429 | 2.997 | 0.002973 | 3 | 8.5 | um | 8.5 | 3007 | A | 0.3007 | 3356 | A | 0.3356
| 3.5 | MeV | 0.5 | 2.924 | 0.002789 | 2.9268 | 9.09 | um | 9.09 | 3136 | A | 0.3136 | 3417 | A | 0.3417
| 3.75 | MeV | 0.53571 | 2.852 | 0.002628 | 2.8546 | 9.7 | um | 9.7 | 3266 | A | 0.3266 | 3478 | A | 0.3478
| 4 | MeV | 0.57143 | 2.781 | 0.002486 | 2.7835 | 10.33 | um | 10.33 | 3398 | A | 0.3398 | 3539 | A | 0.3539
| 4.5 | MeV | 0.64286 | 2.644 | 0.002245 | 2.6462 | 11.62 | um | 11.62 | 3887 | A | 0.3887 | 3665 | A | 0.3665
| 5 | MeV | 0.71429 | 2.515 | 0.002049 | 2.517 | 12.99 | um | 12.99 | 4364 | A | 0.4364 | 3794 | A | 0.3794
| 5.5 | MeV | 0.78571 | 2.395 | 0.001886 | 2.3969 | 14.42 | um | 14.42 | 4837 | A | 0.4837 | 3929 | A | 0.3929
| 6 | MeV | 0.85714 | 2.285 | 0.001748 | 2.2867 | 15.93 | um | 15.93 | 5308 | A | 0.5308 | 4070 | A | 0.407
| 6.5 | MeV | 0.92857 | 2.183 | 0.00163 | 2.1846 | 17.5 | um | 17.5 | 5781 | A | 0.5781 | 4217 | A | 0.4217
| 7 | MeV | 1 | 2.091 | 0.001528 | 2.0925 | 19.15 | um | 19.15 | 6258 | A | 0.6258 | 4371 | A | 0.4371
| 8 | MeV | 1.1429 | 1.928 | 0.001359 | 1.9294 | 22.65 | um | 22.65 | 8028 | A | 0.8028 | 4701 | A | 0.4701
| 9 | MeV | 1.2857 | 1.79 | 0.001226 | 1.7912 | 26.44 | um | 26.44 | 9696 | A | 0.9696 | 5061 | A | 0.5061
| 10 | MeV | 1.4286 | 1.673 | 0.001117 | 1.6741 | 30.51 | um | 30.51 | 1.13 | um | 1.13 | 5452 | A | 0.5452
| 11 | MeV | 1.5714 | 1.572 | 0.001028 | 1.573 | 34.85 | um | 34.85 | 1.29 | um | 1.29 | 5874 | A | 0.5874
| 12 | MeV | 1.7143 | 1.484 | 0.0009516 | 1.485 | 39.46 | um | 39.46 | 1.45 | um | 1.45 | 6326 | A | 0.6326
| 13 | MeV | 1.8571 | 1.407 | 0.0008867 | 1.4079 | 44.33 | um | 44.33 | 1.61 | um | 1.61 | 6807 | A | 0.6807
| 14 | MeV | 2 | 1.338 | 0.0008305 | 1.3388 | 49.46 | um | 49.46 | 1.77 | um | 1.77 | 7318 | A | 0.7318
| 15 | MeV | 2.1429 | 1.282 | 0.0007813 | 1.2828 | 54.83 | um | 54.83 | 1.93 | um | 1.93 | 7856 | A | 0.7856
| 16 | MeV | 2.2857 | 1.225 | 0.0007378 | 1.2257 | 60.45 | um | 60.45 | 2.1 | um | 2.1 | 8420 | A | 0.842
| 17 | MeV | 2.4286 | 1.169 | 0.0006992 | 1.1697 | 66.33 | um | 66.33 | 2.26 | um | 2.26 | 9013 | A | 0.9013
| 18 | MeV | 2.5714 | 1.119 | 0.0006646 | 1.1197 | 72.48 | um | 72.48 | 2.43 | um | 2.43 | 9634 | A | 0.9634
| 20 | MeV | 2.8571 | 1.032 | 0.0006052 | 1.0326 | 85.59 | um | 85.59 | 3.07 | um | 3.07 | 1.1 | um | 1.1
| 22.5 | MeV | 3.2143 | 0.9417 | 0.000545 | 0.94224 | 103.44 | um | 103.44 | 3.99 | um | 3.99 | 1.28 | um | 1.28
| 25 | MeV | 3.5714 | 0.8676 | 0.0004961 | 0.8681 | 122.92 | um | 122.92 | 4.86 | um | 4.86 | 1.48 | um | 1.48
| 27.5 | MeV | 3.9286 | 0.8053 | 0.0004557 | 0.80576 | 143.97 | um | 143.97 | 5.71 | um | 5.71 | 1.69 | um | 1.69
| 30 | MeV | 4.2857 | 0.7522 | 0.0004216 | 0.75262 | 166.59 | um | 166.59 | 6.57 | um | 6.57 | 1.92 | um | 1.92
| 32.5 | MeV | 4.6429 | 0.7062 | 0.0003925 | 0.70659 | 190.73 | um | 190.73 | 7.42 | um | 7.42 | 2.17 | um | 2.17
| 35 | MeV | 5 | 0.6661 | 0.0003673 | 0.66647 | 216.39 | um | 216.39 | 8.28 | um | 8.28 | 2.43 | um | 2.43
| 37.5 | MeV | 5.3571 | 0.6307 | 0.0003452 | 0.63105 | 243.54 | um | 243.54 | 9.14 | um | 9.14 | 2.7 | um | 2.7
| 40 | MeV | 5.7143 | 0.5991 | 0.0003258 | 0.59943 | 272.17 | um | 272.17 | 10.02 | um | 10.02 | 2.99 | um | 2.99
| 45 | MeV | 6.4286 | 0.5454 | 0.0002931 | 0.54569 | 333.75 | um | 333.75 | 13.32 | um | 13.32 | 3.61 | um | 3.61
| 50 | MeV | 7.1429 | 0.5013 | 0.0002666 | 0.50157 | 401.07 | um | 401.07 | 16.41 | um | 16.41 | 4.29 | um | 4.29
| 55 | MeV | 7.8571 | 0.4644 | 0.0002447 | 0.46464 | 474.03 | um | 474.03 | 19.43 | um | 19.43 | 5.02 | um | 5.02
| 60 | MeV | 8.5714 | 0.4329 | 0.0002263 | 0.43313 | 552.54 | um | 552.54 | 22.42 | um | 22.42 | 5.81 | um | 5.81
| 65 | MeV | 9.2857 | 0.4058 | 0.0002105 | 0.40601 | 636.52 | um | 636.52 | 25.42 | um | 25.42 | 6.65 | um | 6.65
| 70 | MeV | 10 | 0.3822 | 0.0001969 | 0.3824 | 725.89 | um | 725.89 | 28.45 | um | 28.45 | 7.53 | um | 7.53
| 80 | MeV | 11.4286 | 0.343 | 0.0001745 | 0.34317 | 920.38 | um | 920.38 | 39.67 | um | 39.67 | 9.46 | um | 9.46
| 90 | MeV | 12.8571 | 0.3116 | 0.0001569 | 0.31176 | 1.14 | mm | 1140 | 50.13 | um | 50.13 | 11.58 | um | 11.58
| 100 | MeV | 14.2857 | 0.286 | 0.0001426 | 0.28614 | 1.37 | mm | 1370 | 60.33 | um | 60.33 | 13.9 | um | 13.9
| 110 | MeV | 15.7143 | 0.2646 | 0.0001308 | 0.26473 | 1.63 | mm | 1630 | 70.48 | um | 70.48 | 16.4 | um | 16.4
| 120 | MeV | 17.1429 | 0.2464 | 0.0001208 | 0.24652 | 1.9 | mm | 1900 | 80.69 | um | 80.69 | 19.08 | um | 19.08
| 130 | MeV | 18.5714 | 0.2308 | 0.0001124 | 0.23091 | 2.2 | mm | 2200 | 91 | um | 91 | 21.95 | um | 21.95
| 140 | MeV | 20 | 0.2173 | 0.0001051 | 0.21741 | 2.51 | mm | 2510 | 101.44 | um | 101.44 | 24.99 | um | 24.99
| 150 | MeV | 21.4286 | 0.2053 | 9.866e-05 | 0.2054 | 2.85 | mm | 2850 | 112.03 | um | 112.03 | 28.2 | um | 28.2
| 160 | MeV | 22.8571 | 0.1948 | 9.303e-05 | 0.19489 | 3.2 | mm | 3200 | 122.78 | um | 122.78 | 31.59 | um | 31.59
| 170 | MeV | 24.2857 | 0.1854 | 8.804e-05 | 0.18549 | 3.57 | mm | 3570 | 133.69 | um | 133.69 | 35.14 | um | 35.14
| 180 | MeV | 25.7143 | 0.1769 | 8.357e-05 | 0.17698 | 3.96 | mm | 3960 | 144.76 | um | 144.76 | 38.86 | um | 38.86
| 200 | MeV | 28.5714 | 0.1624 | 7.592e-05 | 0.16248 | 4.79 | mm | 4790 | 186.85 | um | 186.85 | 46.79 | um | 46.79
| 225 | MeV | 32.1429 | 0.1476 | 6.818e-05 | 0.14767 | 5.93 | mm | 5930 | 247.05 | um | 247.05 | 57.6 | um | 57.6
| 250 | MeV | 35.7143 | 0.1355 | 6.192e-05 | 0.13556 | 7.17 | mm | 7170 | 303.92 | um | 303.92 | 69.38 | um | 69.38
| 275 | MeV | 39.2857 | 0.1254 | 5.676e-05 | 0.12546 | 8.52 | mm | 8520 | 359.51 | um | 359.51 | 82.09 | um | 82.09
| 300 | MeV | 42.8571 | 0.117 | 5.241e-05 | 0.11705 | 9.97 | mm | 9970 | 414.74 | um | 414.74 | 95.72 | um | 95.72
| 325 | MeV | 46.4286 | 0.1097 | 4.871e-05 | 0.10975 | 11.53 | mm | 11530 | 470.05 | um | 470.05 | 110.23 | um | 110.23
| 350 | MeV | 50 | 0.1034 | 4.551e-05 | 0.10345 | 13.18 | mm | 13180 | 525.69 | um | 525.69 | 125.61 | um | 125.61
| 375 | MeV | 53.5714 | 0.09786 | 4.272e-05 | 0.097903 | 14.93 | mm | 14930 | 581.8 | um | 581.8 | 141.84 | um | 141.84
| 400 | MeV | 57.1429 | 0.09298 | 4.027e-05 | 0.09302 | 16.78 | mm | 16780 | 638.47 | um | 638.47 | 158.89 | um | 158.89
| 450 | MeV | 64.2857 | 0.08475 | 3.614e-05 | 0.084786 | 20.74 | mm | 20740 | 851.46 | um | 851.46 | 195.4 | um | 195.4
| 500 | MeV | 71.4286 | 0.07807 | 3.281e-05 | 0.078103 | 25.07 | mm | 25070 | 1.05 | mm | 1050 | 235 | um | 235
| 550 | MeV | 78.5714 | 0.07253 | 3.006e-05 | 0.07256 | 29.75 | mm | 29750 | 1.24 | mm | 1240 | 277.55 | um | 277.55
| 600 | MeV | 85.7143 | 0.06787 | 2.775e-05 | 0.067898 | 34.77 | mm | 34770 | 1.43 | mm | 1430 | 322.93 | um | 322.93
| 650 | MeV | 92.8571 | 0.06387 | 2.578e-05 | 0.063896 | 40.11 | mm | 40110 | 1.62 | mm | 1620 | 371.03 | um | 371.03
| 700 | MeV | 100 | 0.06042 | 2.408e-05 | 0.060444 | 45.78 | mm | 45780 | 1.81 | mm | 1810 | 421.74 | um | 421.74
| 800 | MeV | 114.2857 | 0.05475 | 2.129e-05 | 0.054771 | 58.03 | mm | 58030 | 2.51 | mm | 2510 | 530.63 | um | 530.63
| 900 | MeV | 128.5714 | 0.05028 | 1.91e-05 | 0.050299 | 71.45 | mm | 71450 | 3.15 | mm | 3150 | 648.85 | um | 648.85
| 1 | GeV | 142.8571 | 0.04666 | 1.733e-05 | 0.046677 | 85.99 | mm | 85990 | 3.77 | mm | 3770 | 775.73 | um | 775.73
| 1.1 | GeV | 157.1429 | 0.04367 | 1.587e-05 | 0.043686 | 101.59 | mm | 101590 | 4.37 | mm | 4370 | 910.67 | um | 910.67
| 1.2 | GeV | 171.4286 | 0.04116 | 1.464e-05 | 0.041175 | 118.2 | mm | 118200 | 4.97 | mm | 4970 | 1.05 | mm | 1050
| 1.3 | GeV | 185.7143 | 0.03902 | 1.36e-05 | 0.039034 | 135.77 | mm | 135770 | 5.56 | mm | 5560 | 1.2 | mm | 1200
| 1.4 | GeV | 200 | 0.03718 | 1.27e-05 | 0.037193 | 154.25 | mm | 154250 | 6.15 | mm | 6150 | 1.36 | mm | 1360
| 1.5 | GeV | 214.2857 | 0.03558 | 1.191e-05 | 0.035592 | 173.61 | mm | 173610 | 6.74 | mm | 6740 | 1.52 | mm | 1520
| 1.6 | GeV | 228.5714 | 0.03417 | 1.122e-05 | 0.034181 | 193.81 | mm | 193810 | 7.32 | mm | 7320 | 1.69 | mm | 1690
| 1.7 | GeV | 242.8571 | 0.03292 | 1.061e-05 | 0.032931 | 214.8 | mm | 214800 | 7.91 | mm | 7910 | 1.86 | mm | 1860
| 1.8 | GeV | 257.1429 | 0.03181 | 1.006e-05 | 0.03182 | 236.56 | mm | 236560 | 8.49 | mm | 8490 | 2.04 | mm | 2040
| 2 | GeV | 285.7143 | 0.02991 | 9.126e-06 | 0.029919 | 282.22 | mm | 282220 | 10.68 | mm | 10680 | 2.41 | mm | 2410
| 2.25 | GeV | 321.4286 | 0.02802 | 8.182e-06 | 0.028028 | 343.04 | mm | 343040 | 13.73 | mm | 13730 | 2.89 | mm | 2890
| 2.5 | GeV | 357.1429 | 0.0265 | 7.42e-06 | 0.026507 | 407.65 | mm | 407650 | 16.51 | mm | 16510 | 3.4 | mm | 3400
| 2.75 | GeV | 392.8571 | 0.02526 | 6.791e-06 | 0.025267 | 475.71 | mm | 475710 | 19.12 | mm | 19120 | 3.92 | mm | 3920
| 3 | GeV | 428.5714 | 0.02423 | 6.264e-06 | 0.024236 | 546.87 | mm | 546870 | 21.63 | mm | 21630 | 4.46 | mm | 4460
| 3.25 | GeV | 464.2857 | 0.02336 | 5.815e-06 | 0.023366 | 620.87 | mm | 620870 | 24.04 | mm | 24040 | 5.02 | mm | 5020
| 3.5 | GeV | 500 | 0.02262 | 5.428e-06 | 0.022625 | 697.44 | mm | 697440 | 26.38 | mm | 26380 | 5.58 | mm | 5580
| 3.75 | GeV | 535.7143 | 0.02199 | 5.09e-06 | 0.021995 | 776.37 | mm | 776370 | 28.67 | mm | 28670 | 6.15 | mm | 6150
| 4 | GeV | 571.4286 | 0.02144 | 4.794e-06 | 0.021445 | 857.45 | mm | 857450 | 30.89 | mm | 30890 | 6.73 | mm | 6730
| 4.5 | GeV | 642.8571 | 0.02054 | 4.296e-06 | 0.020544 | 1.03 | m | 1030000 | 38.99 | mm | 38990 | 7.9 | mm | 7900
| 5 | GeV | 714.2857 | 0.01983 | 3.894e-06 | 0.019834 | 1.2 | m | 1200000 | 46.17 | mm | 46170 | 9.09 | mm | 9090
| 5.5 | GeV | 785.7143 | 0.01927 | 3.563e-06 | 0.019274 | 1.38 | m | 1380000 | 52.76 | mm | 52760 | 10.28 | mm | 10280
| 6 | GeV | 857.1429 | 0.01881 | 3.286e-06 | 0.018813 | 1.56 | m | 1560000 | 58.92 | mm | 58920 | 11.48 | mm | 11480
| 6.5 | GeV | 928.5714 | 0.01844 | 3.049e-06 | 0.018443 | 1.75 | m | 1750000 | 64.73 | mm | 64730 | 12.67 | mm | 12670
228 | 7 | GeV | 1000 | 0.01813 | 2.846e-06 | 0.018133 | 1.95 | m | 1950000 | 70.25 | mm | 70250 | 13.86 | mm | 13860

## srim7Li_Mylar
1 | 2 | 3 | 4 | 5 | 6 | 7 | 8 | 9 | 10 | 11 | 12 | 13 | 14 | 15 | 16
2 | "SRIMfit"data table | [9 empty] | please fill in |  | from SRIM output
3 | SRIM ver= | SRIM-2013.00 |  | Gas? |  | == Target Composition == |  |  |  |  | please change in |  | for appropriate value/formula
4 | Ion Z= | 3 |  |  | Atom | Atom | Atomic | Mass |  | Multiply Stopping by ; for Stopping Units
5 | Ion A= | 7 | amu |  | Name | Numb | [%] | [%] | unitID | Cnv. Factor |  |  |  | ThisWSname | srim7Li_Mylar
6 | Target= | Mylar | short name |  | H | 1 | 36.36 | 4.2 | 1 | 13.97 | eV / Angstrom |  |  | Corded | Ayoshida.RIKEN 2017.11
7 |  | Mylar, Melinex (ICRU-222) |  |  | C | 6 | 45.45 | 62.5 | 2 | 139.7 | keV / micron
8 | Trg.Dens= | 1.397 | g/cm3 |  | O | 8 | 18.18 | 33.3 | 3 | 139.7 | MeV / mm
9 |  | 9.6311e+22 | atoms/cm3 | [5 empty] | 4 | 1 | keV / (ug/cm2)
10 | BraggCrct= | -6.57% | [6 empty] | 5 | 1 | MeV / (mg/cm2)
11 |  | row# | SRIM E range | [5 empty] | 6 | 1000 | keV / (mg/cm2)
12 | Emin= | 20 | 0.07 | 10eV/A |  |  |  |  | 7 | 14.505 | eV / (1E15 atoms/cm2)
13 | Emax= | 228 | 7000000 | 1GeV/A |  |  |  |  | 8 | 0.62061 | L.S.S. reduced unit
14 | if Gas; Ptbl = |  | Pa |  |  |  | 99.99 | 100 | 0 | == 5 : MeV/(mg/cm2)
15 | if Gas; Ttbl = |  | degC
16 |  |  |  |  | SRIM Stopping Power Unit = [MeV/(mg/cm2)] |  |  |  | Common Target Materials: Mylar, Melinex (ICRU-222)
17 | Ion |  |  | dE/dx Elec | dE/dx Nucl | dE/dx tot | Projected |  |  | Longitudinal |  |  | Lateral
18 | Energy |  | [MeV/u] | [MeV/(mg/cm2)] |  |  | Range |  | [um] | Straggling |  | [um] | Straggling |  | [um]
19
20 | 69.9999 | eV | 1e-05 | 0.02856 | 0.2711 | 0.29966 | 13 | A | 0.0013 | 10 | A | 0.001 | 7 | A | 0.0007
| 79.9999 | eV | 1.1429e-05 | 0.03053 | 0.2817 | 0.31223 | 14 | A | 0.0014 | 11 | A | 0.0011 | 8 | A | 0.0008
| 89.9999 | eV | 1.2857e-05 | 0.03238 | 0.2911 | 0.32348 | 16 | A | 0.0016 | 11 | A | 0.0011 | 8 | A | 0.0008
| 99.9999 | eV | 1.4286e-05 | 0.03414 | 0.2994 | 0.33354 | 17 | A | 0.0017 | 12 | A | 0.0012 | 9 | A | 0.0009
| 110 | eV | 1.5714e-05 | 0.0358 | 0.3068 | 0.3426 | 18 | A | 0.0018 | 13 | A | 0.0013 | 9 | A | 0.0009
| 120 | eV | 1.7143e-05 | 0.03739 | 0.3135 | 0.35089 | 19 | A | 0.0019 | 13 | A | 0.0013 | 10 | A | 0.001
| 130 | eV | 1.8571e-05 | 0.03892 | 0.3195 | 0.35842 | 20 | A | 0.002 | 14 | A | 0.0014 | 10 | A | 0.001
| 139.999 | eV | 2e-05 | 0.04039 | 0.325 | 0.36539 | 21 | A | 0.0021 | 15 | A | 0.0015 | 11 | A | 0.0011
| 149.999 | eV | 2.1428e-05 | 0.04181 | 0.33 | 0.37181 | 22 | A | 0.0022 | 15 | A | 0.0015 | 11 | A | 0.0011
| 159.999 | eV | 2.2857e-05 | 0.04318 | 0.3346 | 0.37778 | 23 | A | 0.0023 | 16 | A | 0.0016 | 12 | A | 0.0012
| 169.999 | eV | 2.4286e-05 | 0.04451 | 0.3389 | 0.38341 | 24 | A | 0.0024 | 17 | A | 0.0017 | 12 | A | 0.0012
| 179.999 | eV | 2.5714e-05 | 0.0458 | 0.3428 | 0.3886 | 25 | A | 0.0025 | 17 | A | 0.0017 | 12 | A | 0.0012
| 199.999 | eV | 2.8571e-05 | 0.04828 | 0.3499 | 0.39818 | 27 | A | 0.0027 | 18 | A | 0.0018 | 13 | A | 0.0013
| 224.999 | eV | 3.2143e-05 | 0.0512 | 0.3574 | 0.4086 | 29 | A | 0.0029 | 20 | A | 0.002 | 14 | A | 0.0014
| 249.999 | eV | 3.5714e-05 | 0.05397 | 0.3637 | 0.41767 | 32 | A | 0.0032 | 21 | A | 0.0021 | 15 | A | 0.0015
| 274.999 | eV | 3.9286e-05 | 0.05661 | 0.3691 | 0.42571 | 34 | A | 0.0034 | 22 | A | 0.0022 | 16 | A | 0.0016
| 299.999 | eV | 4.2857e-05 | 0.05913 | 0.3737 | 0.43283 | 37 | A | 0.0037 | 24 | A | 0.0024 | 17 | A | 0.0017
| 324.999 | eV | 4.6428e-05 | 0.06154 | 0.3777 | 0.43924 | 39 | A | 0.0039 | 25 | A | 0.0025 | 18 | A | 0.0018
| 349.999 | eV | 5e-05 | 0.06386 | 0.3812 | 0.44506 | 41 | A | 0.0041 | 26 | A | 0.0026 | 19 | A | 0.0019
| 374.999 | eV | 5.3571e-05 | 0.0661 | 0.3842 | 0.4503 | 43 | A | 0.0043 | 28 | A | 0.0028 | 20 | A | 0.002
| 399.999 | eV | 5.7143e-05 | 0.06827 | 0.3868 | 0.45507 | 46 | A | 0.0046 | 29 | A | 0.0029 | 21 | A | 0.0021
| 449.999 | eV | 6.4286e-05 | 0.07241 | 0.391 | 0.46341 | 50 | A | 0.005 | 32 | A | 0.0032 | 23 | A | 0.0023
| 499.999 | eV | 7.1428e-05 | 0.07633 | 0.3941 | 0.47043 | 55 | A | 0.0055 | 34 | A | 0.0034 | 25 | A | 0.0025
| 549.999 | eV | 7.8571e-05 | 0.08006 | 0.3964 | 0.47646 | 59 | A | 0.0059 | 36 | A | 0.0036 | 26 | A | 0.0026
| 599.999 | eV | 8.5714e-05 | 0.08362 | 0.398 | 0.48162 | 64 | A | 0.0064 | 39 | A | 0.0039 | 28 | A | 0.0028
| 649.999 | eV | 9.2857e-05 | 0.08703 | 0.3992 | 0.48623 | 68 | A | 0.0068 | 41 | A | 0.0041 | 30 | A | 0.003
| 699.999 | eV | 0.0001 | 0.09032 | 0.3998 | 0.49012 | 73 | A | 0.0073 | 44 | A | 0.0044 | 32 | A | 0.0032
| 799.999 | eV | 0.00011429 | 0.09655 | 0.4001 | 0.49665 | 82 | A | 0.0082 | 48 | A | 0.0048 | 35 | A | 0.0035
| 899.999 | eV | 0.00012857 | 0.1024 | 0.3994 | 0.5018 | 90 | A | 0.009 | 53 | A | 0.0053 | 38 | A | 0.0038
| 999.999 | eV | 0.00014286 | 0.1079 | 0.398 | 0.5059 | 99 | A | 0.0099 | 57 | A | 0.0057 | 41 | A | 0.0041
| 1.1 | keV | 0.00015714 | 0.1132 | 0.396 | 0.5092 | 108 | A | 0.0108 | 62 | A | 0.0062 | 45 | A | 0.0045
| 1.2 | keV | 0.00017143 | 0.1183 | 0.3937 | 0.512 | 117 | A | 0.0117 | 66 | A | 0.0066 | 48 | A | 0.0048
| 1.3 | keV | 0.00018571 | 0.1231 | 0.3911 | 0.5142 | 126 | A | 0.0126 | 71 | A | 0.0071 | 51 | A | 0.0051
| 1.4 | keV | 0.0002 | 0.1277 | 0.3883 | 0.516 | 135 | A | 0.0135 | 75 | A | 0.0075 | 54 | A | 0.0054
| 1.5 | keV | 0.00021429 | 0.1322 | 0.3853 | 0.5175 | 144 | A | 0.0144 | 79 | A | 0.0079 | 57 | A | 0.0057
| 1.6 | keV | 0.00022857 | 0.1365 | 0.3822 | 0.5187 | 153 | A | 0.0153 | 84 | A | 0.0084 | 60 | A | 0.006
| 1.7 | keV | 0.00024286 | 0.1407 | 0.3791 | 0.5198 | 162 | A | 0.0162 | 88 | A | 0.0088 | 63 | A | 0.0063
| 1.8 | keV | 0.00025714 | 0.1448 | 0.3759 | 0.5207 | 171 | A | 0.0171 | 92 | A | 0.0092 | 66 | A | 0.0066
| 2 | keV | 0.00028571 | 0.1527 | 0.3695 | 0.5222 | 190 | A | 0.019 | 101 | A | 0.0101 | 72 | A | 0.0072
| 2.25 | keV | 0.00032143 | 0.1619 | 0.3616 | 0.5235 | 213 | A | 0.0213 | 111 | A | 0.0111 | 80 | A | 0.008
| 2.5 | keV | 0.00035714 | 0.1707 | 0.3537 | 0.5244 | 236 | A | 0.0236 | 121 | A | 0.0121 | 87 | A | 0.0087
| 2.75 | keV | 0.00039286 | 0.179 | 0.3462 | 0.5252 | 259 | A | 0.0259 | 131 | A | 0.0131 | 95 | A | 0.0095
| 3 | keV | 0.00042857 | 0.187 | 0.3388 | 0.5258 | 283 | A | 0.0283 | 141 | A | 0.0141 | 102 | A | 0.0102
| 3.25 | keV | 0.00046429 | 0.1946 | 0.3318 | 0.5264 | 307 | A | 0.0307 | 151 | A | 0.0151 | 110 | A | 0.011
| 3.5 | keV | 0.0005 | 0.202 | 0.3251 | 0.5271 | 331 | A | 0.0331 | 161 | A | 0.0161 | 117 | A | 0.0117
| 3.75 | keV | 0.00053571 | 0.209 | 0.3186 | 0.5276 | 355 | A | 0.0355 | 171 | A | 0.0171 | 124 | A | 0.0124
| 4 | keV | 0.00057143 | 0.2159 | 0.3124 | 0.5283 | 380 | A | 0.038 | 180 | A | 0.018 | 132 | A | 0.0132
| 4.5 | keV | 0.00064286 | 0.229 | 0.3007 | 0.5297 | 429 | A | 0.0429 | 199 | A | 0.0199 | 146 | A | 0.0146
| 5 | keV | 0.00071429 | 0.2414 | 0.29 | 0.5314 | 478 | A | 0.0478 | 217 | A | 0.0217 | 161 | A | 0.0161
| 5.5 | keV | 0.00078571 | 0.2532 | 0.2801 | 0.5333 | 528 | A | 0.0528 | 234 | A | 0.0234 | 175 | A | 0.0175
| 6 | keV | 0.00085714 | 0.2644 | 0.271 | 0.5354 | 578 | A | 0.0578 | 252 | A | 0.0252 | 189 | A | 0.0189
| 6.5 | keV | 0.00092857 | 0.2752 | 0.2625 | 0.5377 | 628 | A | 0.0628 | 269 | A | 0.0269 | 204 | A | 0.0204
| 7 | keV | 0.001 | 0.2856 | 0.2547 | 0.5403 | 678 | A | 0.0678 | 285 | A | 0.0285 | 218 | A | 0.0218
| 8 | keV | 0.0011429 | 0.3053 | 0.2405 | 0.5458 | 779 | A | 0.0779 | 317 | A | 0.0317 | 245 | A | 0.0245
| 9 | keV | 0.0012857 | 0.3239 | 0.2281 | 0.552 | 881 | A | 0.0881 | 347 | A | 0.0347 | 273 | A | 0.0273
| 10 | keV | 0.0014286 | 0.3414 | 0.2171 | 0.5585 | 982 | A | 0.0982 | 376 | A | 0.0376 | 299 | A | 0.0299
| 11 | keV | 0.0015714 | 0.3581 | 0.2073 | 0.5654 | 1083 | A | 0.1083 | 404 | A | 0.0404 | 325 | A | 0.0325
| 12 | keV | 0.0017143 | 0.374 | 0.1984 | 0.5724 | 1184 | A | 0.1184 | 431 | A | 0.0431 | 351 | A | 0.0351
| 13 | keV | 0.0018571 | 0.3893 | 0.1905 | 0.5798 | 1285 | A | 0.1285 | 456 | A | 0.0456 | 376 | A | 0.0376
| 14 | keV | 0.002 | 0.4039 | 0.1832 | 0.5871 | 1385 | A | 0.1385 | 481 | A | 0.0481 | 400 | A | 0.04
| 15 | keV | 0.0021429 | 0.4173 | 0.1766 | 0.5939 | 1484 | A | 0.1484 | 504 | A | 0.0504 | 424 | A | 0.0424
| 16 | keV | 0.0022857 | 0.4302 | 0.1705 | 0.6007 | 1584 | A | 0.1584 | 527 | A | 0.0527 | 447 | A | 0.0447
| 17 | keV | 0.0024286 | 0.4427 | 0.1649 | 0.6076 | 1682 | A | 0.1682 | 549 | A | 0.0549 | 470 | A | 0.047
| 18 | keV | 0.0025714 | 0.4549 | 0.1597 | 0.6146 | 1780 | A | 0.178 | 570 | A | 0.057 | 492 | A | 0.0492
| 20 | keV | 0.0028571 | 0.4784 | 0.1503 | 0.6287 | 1975 | A | 0.1975 | 610 | A | 0.061 | 535 | A | 0.0535
| 22.5 | keV | 0.0032143 | 0.5064 | 0.1403 | 0.6467 | 2214 | A | 0.2214 | 656 | A | 0.0656 | 586 | A | 0.0586
| 25 | keV | 0.0035714 | 0.5329 | 0.1317 | 0.6646 | 2450 | A | 0.245 | 698 | A | 0.0698 | 635 | A | 0.0635
| 27.5 | keV | 0.0039286 | 0.5583 | 0.1243 | 0.6826 | 2681 | A | 0.2681 | 738 | A | 0.0738 | 681 | A | 0.0681
| 30 | keV | 0.0042857 | 0.5827 | 0.1177 | 0.7004 | 2908 | A | 0.2908 | 774 | A | 0.0774 | 725 | A | 0.0725
| 32.5 | keV | 0.0046429 | 0.6062 | 0.1119 | 0.7181 | 3131 | A | 0.3131 | 808 | A | 0.0808 | 766 | A | 0.0766
| 35 | keV | 0.005 | 0.629 | 0.1067 | 0.7357 | 3350 | A | 0.335 | 840 | A | 0.084 | 806 | A | 0.0806
| 37.5 | keV | 0.0053571 | 0.651 | 0.1021 | 0.7531 | 3565 | A | 0.3565 | 869 | A | 0.0869 | 844 | A | 0.0844
| 40 | keV | 0.0057143 | 0.6724 | 0.09788 | 0.77028 | 3777 | A | 0.3777 | 897 | A | 0.0897 | 880 | A | 0.088
| 45 | keV | 0.0064286 | 0.7135 | 0.09054 | 0.80404 | 4189 | A | 0.4189 | 948 | A | 0.0948 | 948 | A | 0.0948
| 50 | keV | 0.0071429 | 0.7527 | 0.08435 | 0.83705 | 4587 | A | 0.4587 | 994 | A | 0.0994 | 1010 | A | 0.101
| 55 | keV | 0.0078571 | 0.79 | 0.07905 | 0.86905 | 4973 | A | 0.4973 | 1035 | A | 0.1035 | 1067 | A | 0.1067
| 60 | keV | 0.0085714 | 0.8258 | 0.07445 | 0.90025 | 5348 | A | 0.5348 | 1072 | A | 0.1072 | 1121 | A | 0.1121
| 65 | keV | 0.0092857 | 0.8601 | 0.07042 | 0.93052 | 5712 | A | 0.5712 | 1106 | A | 0.1106 | 1171 | A | 0.1171
| 70 | keV | 0.01 | 0.893 | 0.06685 | 0.95985 | 6066 | A | 0.6066 | 1136 | A | 0.1136 | 1217 | A | 0.1217
| 80 | keV | 0.011429 | 0.9549 | 0.0608 | 1.0157 | 6748 | A | 0.6748 | 1192 | A | 0.1192 | 1302 | A | 0.1302
| 90 | keV | 0.012857 | 1.012 | 0.05587 | 1.0679 | 7398 | A | 0.7398 | 1241 | A | 0.1241 | 1377 | A | 0.1377
| 100 | keV | 0.014286 | 1.065 | 0.05175 | 1.1167 | 8022 | A | 0.8022 | 1283 | A | 0.1283 | 1445 | A | 0.1445
| 110 | keV | 0.015714 | 1.115 | 0.04825 | 1.1632 | 8623 | A | 0.8623 | 1320 | A | 0.132 | 1507 | A | 0.1507
| 120 | keV | 0.017143 | 1.161 | 0.04525 | 1.2063 | 9203 | A | 0.9203 | 1353 | A | 0.1353 | 1563 | A | 0.1563
| 130 | keV | 0.018571 | 1.205 | 0.04263 | 1.2476 | 9765 | A | 0.9765 | 1383 | A | 0.1383 | 1615 | A | 0.1615
| 140 | keV | 0.02 | 1.247 | 0.04033 | 1.2873 | 1.03 | um | 1.03 | 1411 | A | 0.1411 | 1663 | A | 0.1663
| 150 | keV | 0.021429 | 1.288 | 0.03828 | 1.3263 | 1.08 | um | 1.08 | 1435 | A | 0.1435 | 1708 | A | 0.1708
| 160 | keV | 0.022857 | 1.328 | 0.03646 | 1.3645 | 1.14 | um | 1.14 | 1458 | A | 0.1458 | 1749 | A | 0.1749
| 170 | keV | 0.024286 | 1.368 | 0.03482 | 1.4028 | 1.19 | um | 1.19 | 1479 | A | 0.1479 | 1788 | A | 0.1788
| 180 | keV | 0.025714 | 1.407 | 0.03333 | 1.4403 | 1.23 | um | 1.23 | 1499 | A | 0.1499 | 1825 | A | 0.1825
| 200 | keV | 0.028571 | 1.485 | 0.03074 | 1.5157 | 1.33 | um | 1.33 | 1536 | A | 0.1536 | 1892 | A | 0.1892
| 225 | keV | 0.032143 | 1.58 | 0.02806 | 1.6081 | 1.44 | um | 1.44 | 1578 | A | 0.1578 | 1966 | A | 0.1966
| 250 | keV | 0.035714 | 1.674 | 0.02585 | 1.6998 | 1.55 | um | 1.55 | 1614 | A | 0.1614 | 2031 | A | 0.2031
| 275 | keV | 0.039286 | 1.765 | 0.02399 | 1.789 | 1.65 | um | 1.65 | 1644 | A | 0.1644 | 2089 | A | 0.2089
| 300 | keV | 0.042857 | 1.854 | 0.0224 | 1.8764 | 1.74 | um | 1.74 | 1671 | A | 0.1671 | 2140 | A | 0.214
| 325 | keV | 0.046429 | 1.94 | 0.02102 | 1.961 | 1.84 | um | 1.84 | 1695 | A | 0.1695 | 2187 | A | 0.2187
| 350 | keV | 0.05 | 2.023 | 0.01982 | 2.0428 | 1.92 | um | 1.92 | 1716 | A | 0.1716 | 2229 | A | 0.2229
| 375 | keV | 0.053571 | 2.103 | 0.01876 | 2.1218 | 2.01 | um | 2.01 | 1735 | A | 0.1735 | 2267 | A | 0.2267
| 400 | keV | 0.057143 | 2.18 | 0.01782 | 2.1978 | 2.09 | um | 2.09 | 1752 | A | 0.1752 | 2303 | A | 0.2303
| 450 | keV | 0.064286 | 2.324 | 0.01621 | 2.3402 | 2.25 | um | 2.25 | 1789 | A | 0.1789 | 2366 | A | 0.2366
| 500 | keV | 0.071429 | 2.456 | 0.01488 | 2.4709 | 2.4 | um | 2.4 | 1820 | A | 0.182 | 2420 | A | 0.242
| 550 | keV | 0.078571 | 2.575 | 0.01378 | 2.5888 | 2.54 | um | 2.54 | 1848 | A | 0.1848 | 2468 | A | 0.2468
| 600 | keV | 0.085714 | 2.683 | 0.01283 | 2.6958 | 2.67 | um | 2.67 | 1872 | A | 0.1872 | 2511 | A | 0.2511
| 650 | keV | 0.092857 | 2.781 | 0.01202 | 2.793 | 2.8 | um | 2.8 | 1893 | A | 0.1893 | 2549 | A | 0.2549
| 700 | keV | 0.1 | 2.869 | 0.01131 | 2.8803 | 2.93 | um | 2.93 | 1913 | A | 0.1913 | 2584 | A | 0.2584
| 800 | keV | 0.11429 | 3.018 | 0.01013 | 3.0281 | 3.17 | um | 3.17 | 1962 | A | 0.1962 | 2646 | A | 0.2646
| 900 | keV | 0.12857 | 3.135 | 0.009191 | 3.1442 | 3.4 | um | 3.4 | 2006 | A | 0.2006 | 2700 | A | 0.27
| 1 | MeV | 0.14286 | 3.227 | 0.008421 | 3.2354 | 3.62 | um | 3.62 | 2045 | A | 0.2045 | 2748 | A | 0.2748
| 1.1 | MeV | 0.15714 | 3.297 | 0.007778 | 3.3048 | 3.84 | um | 3.84 | 2080 | A | 0.208 | 2791 | A | 0.2791
| 1.2 | MeV | 0.17143 | 3.349 | 0.007232 | 3.3562 | 4.05 | um | 4.05 | 2114 | A | 0.2114 | 2830 | A | 0.283
| 1.3 | MeV | 0.18571 | 3.387 | 0.006762 | 3.3938 | 4.26 | um | 4.26 | 2145 | A | 0.2145 | 2867 | A | 0.2867
| 1.4 | MeV | 0.2 | 3.412 | 0.006354 | 3.4184 | 4.47 | um | 4.47 | 2175 | A | 0.2175 | 2901 | A | 0.2901
| 1.5 | MeV | 0.21429 | 3.427 | 0.005995 | 3.433 | 4.68 | um | 4.68 | 2204 | A | 0.2204 | 2934 | A | 0.2934
| 1.6 | MeV | 0.22857 | 3.433 | 0.005677 | 3.4387 | 4.89 | um | 4.89 | 2232 | A | 0.2232 | 2965 | A | 0.2965
| 1.7 | MeV | 0.24286 | 3.433 | 0.005394 | 3.4384 | 5.1 | um | 5.1 | 2260 | A | 0.226 | 2995 | A | 0.2995
| 1.8 | MeV | 0.25714 | 3.427 | 0.005139 | 3.4321 | 5.31 | um | 5.31 | 2287 | A | 0.2287 | 3024 | A | 0.3024
| 2 | MeV | 0.28571 | 3.402 | 0.004699 | 3.4067 | 5.72 | um | 5.72 | 2377 | A | 0.2377 | 3078 | A | 0.3078
| 2.25 | MeV | 0.32143 | 3.353 | 0.004251 | 3.3573 | 6.25 | um | 6.25 | 2508 | A | 0.2508 | 3144 | A | 0.3144
| 2.5 | MeV | 0.35714 | 3.293 | 0.003885 | 3.2969 | 6.79 | um | 6.79 | 2636 | A | 0.2636 | 3206 | A | 0.3206
| 2.75 | MeV | 0.39286 | 3.225 | 0.003581 | 3.2286 | 7.34 | um | 7.34 | 2763 | A | 0.2763 | 3267 | A | 0.3267
| 3 | MeV | 0.42857 | 3.154 | 0.003323 | 3.1573 | 7.9 | um | 7.9 | 2889 | A | 0.2889 | 3326 | A | 0.3326
| 3.25 | MeV | 0.46429 | 3.08 | 0.003102 | 3.0831 | 8.47 | um | 8.47 | 3014 | A | 0.3014 | 3386 | A | 0.3386
| 3.5 | MeV | 0.5 | 3.006 | 0.00291 | 3.0089 | 9.06 | um | 9.06 | 3140 | A | 0.314 | 3445 | A | 0.3445
| 3.75 | MeV | 0.53571 | 2.931 | 0.002742 | 2.9337 | 9.66 | um | 9.66 | 3267 | A | 0.3267 | 3504 | A | 0.3504
| 4 | MeV | 0.57143 | 2.858 | 0.002593 | 2.8606 | 10.28 | um | 10.28 | 3396 | A | 0.3396 | 3564 | A | 0.3564
| 4.5 | MeV | 0.64286 | 2.716 | 0.002342 | 2.7183 | 11.56 | um | 11.56 | 3875 | A | 0.3875 | 3686 | A | 0.3686
| 5 | MeV | 0.71429 | 2.582 | 0.002137 | 2.5841 | 12.91 | um | 12.91 | 4344 | A | 0.4344 | 3812 | A | 0.3812
| 5.5 | MeV | 0.78571 | 2.457 | 0.001967 | 2.459 | 14.33 | um | 14.33 | 4810 | A | 0.481 | 3943 | A | 0.3943
| 6 | MeV | 0.85714 | 2.342 | 0.001824 | 2.3438 | 15.82 | um | 15.82 | 5276 | A | 0.5276 | 4080 | A | 0.408
| 6.5 | MeV | 0.92857 | 2.237 | 0.001701 | 2.2387 | 17.38 | um | 17.38 | 5744 | A | 0.5744 | 4224 | A | 0.4224
| 7 | MeV | 1 | 2.141 | 0.001594 | 2.1426 | 19.02 | um | 19.02 | 6216 | A | 0.6216 | 4374 | A | 0.4374
| 8 | MeV | 1.1429 | 1.972 | 0.001418 | 1.9734 | 22.5 | um | 22.5 | 7974 | A | 0.7974 | 4697 | A | 0.4697
| 9 | MeV | 1.2857 | 1.83 | 0.001279 | 1.8313 | 26.27 | um | 26.27 | 9633 | A | 0.9633 | 5050 | A | 0.505
| 10 | MeV | 1.4286 | 1.709 | 0.001166 | 1.7102 | 30.31 | um | 30.31 | 1.12 | um | 1.12 | 5435 | A | 0.5435
| 11 | MeV | 1.5714 | 1.605 | 0.001072 | 1.6061 | 34.63 | um | 34.63 | 1.28 | um | 1.28 | 5851 | A | 0.5851
| 12 | MeV | 1.7143 | 1.514 | 0.0009928 | 1.515 | 39.22 | um | 39.22 | 1.44 | um | 1.44 | 6297 | A | 0.6297
| 13 | MeV | 1.8571 | 1.435 | 0.0009251 | 1.4359 | 44.07 | um | 44.07 | 1.6 | um | 1.6 | 6773 | A | 0.6773
| 14 | MeV | 2 | 1.366 | 0.0008664 | 1.3669 | 49.18 | um | 49.18 | 1.76 | um | 1.76 | 7278 | A | 0.7278
| 15 | MeV | 2.1429 | 1.309 | 0.0008151 | 1.3098 | 54.53 | um | 54.53 | 1.92 | um | 1.92 | 7810 | A | 0.781
| 16 | MeV | 2.2857 | 1.253 | 0.0007698 | 1.2538 | 60.12 | um | 60.12 | 2.09 | um | 2.09 | 8369 | A | 0.8369
| 17 | MeV | 2.4286 | 1.197 | 0.0007295 | 1.1977 | 65.96 | um | 65.96 | 2.25 | um | 2.25 | 8955 | A | 0.8955
| 18 | MeV | 2.5714 | 1.145 | 0.0006934 | 1.1457 | 72.08 | um | 72.08 | 2.42 | um | 2.42 | 9569 | A | 0.9569
| 20 | MeV | 2.8571 | 1.055 | 0.0006314 | 1.0556 | 85.1 | um | 85.1 | 3.05 | um | 3.05 | 1.09 | um | 1.09
| 22.5 | MeV | 3.2143 | 0.9624 | 0.0005686 | 0.96297 | 102.85 | um | 102.85 | 3.96 | um | 3.96 | 1.27 | um | 1.27
| 25 | MeV | 3.5714 | 0.8863 | 0.0005176 | 0.88682 | 122.22 | um | 122.22 | 4.83 | um | 4.83 | 1.46 | um | 1.46
| 27.5 | MeV | 3.9286 | 0.8224 | 0.0004754 | 0.82288 | 143.18 | um | 143.18 | 5.68 | um | 5.68 | 1.68 | um | 1.68
| 30 | MeV | 4.2857 | 0.7679 | 0.0004398 | 0.76834 | 165.69 | um | 165.69 | 6.53 | um | 6.53 | 1.9 | um | 1.9
| 32.5 | MeV | 4.6429 | 0.7208 | 0.0004094 | 0.72121 | 189.73 | um | 189.73 | 7.38 | um | 7.38 | 2.15 | um | 2.15
| 35 | MeV | 5 | 0.6797 | 0.0003831 | 0.68008 | 215.28 | um | 215.28 | 8.24 | um | 8.24 | 2.41 | um | 2.41
| 37.5 | MeV | 5.3571 | 0.6435 | 0.0003602 | 0.64386 | 242.33 | um | 242.33 | 9.1 | um | 9.1 | 2.68 | um | 2.68
| 40 | MeV | 5.7143 | 0.6112 | 0.0003399 | 0.61154 | 270.86 | um | 270.86 | 9.97 | um | 9.97 | 2.97 | um | 2.97
| 45 | MeV | 6.4286 | 0.5563 | 0.0003058 | 0.55661 | 332.22 | um | 332.22 | 13.26 | um | 13.26 | 3.59 | um | 3.59
| 50 | MeV | 7.1429 | 0.5112 | 0.0002781 | 0.51148 | 399.32 | um | 399.32 | 16.35 | um | 16.35 | 4.26 | um | 4.26
| 55 | MeV | 7.8571 | 0.4735 | 0.0002553 | 0.47376 | 472.05 | um | 472.05 | 19.36 | um | 19.36 | 4.99 | um | 4.99
| 60 | MeV | 8.5714 | 0.4413 | 0.000236 | 0.44154 | 550.32 | um | 550.32 | 22.34 | um | 22.34 | 5.77 | um | 5.77
| 65 | MeV | 9.2857 | 0.4137 | 0.0002196 | 0.41392 | 634.06 | um | 634.06 | 25.34 | um | 25.34 | 6.6 | um | 6.6
| 70 | MeV | 10 | 0.3896 | 0.0002054 | 0.38981 | 723.19 | um | 723.19 | 28.35 | um | 28.35 | 7.49 | um | 7.49
| 80 | MeV | 11.4286 | 0.3495 | 0.000182 | 0.34968 | 917.15 | um | 917.15 | 39.55 | um | 39.55 | 9.41 | um | 9.41
| 90 | MeV | 12.8571 | 0.3175 | 0.0001636 | 0.31766 | 1.13 | mm | 1130 | 49.98 | um | 49.98 | 11.52 | um | 11.52
| 100 | MeV | 14.2857 | 0.2914 | 0.0001487 | 0.29155 | 1.37 | mm | 1370 | 60.16 | um | 60.16 | 13.83 | um | 13.83
| 110 | MeV | 15.7143 | 0.2695 | 0.0001364 | 0.26964 | 1.62 | mm | 1620 | 70.3 | um | 70.3 | 16.32 | um | 16.32
| 120 | MeV | 17.1429 | 0.251 | 0.0001261 | 0.25113 | 1.9 | mm | 1900 | 80.48 | um | 80.48 | 19 | um | 19
| 130 | MeV | 18.5714 | 0.2351 | 0.0001172 | 0.23522 | 2.19 | mm | 2190 | 90.77 | um | 90.77 | 21.85 | um | 21.85
| 140 | MeV | 20 | 0.2213 | 0.0001096 | 0.22141 | 2.51 | mm | 2510 | 101.19 | um | 101.19 | 24.88 | um | 24.88
| 150 | MeV | 21.4286 | 0.2092 | 0.0001029 | 0.2093 | 2.84 | mm | 2840 | 111.76 | um | 111.76 | 28.09 | um | 28.09
| 160 | MeV | 22.8571 | 0.1984 | 9.705e-05 | 0.1985 | 3.19 | mm | 3190 | 122.49 | um | 122.49 | 31.46 | um | 31.46
| 170 | MeV | 24.2857 | 0.1888 | 9.184e-05 | 0.18889 | 3.56 | mm | 3560 | 133.38 | um | 133.38 | 35.01 | um | 35.01
| 180 | MeV | 25.7143 | 0.1802 | 8.718e-05 | 0.18029 | 3.95 | mm | 3950 | 144.43 | um | 144.43 | 38.71 | um | 38.71
| 200 | MeV | 28.5714 | 0.1654 | 7.919e-05 | 0.16548 | 4.78 | mm | 4780 | 186.45 | um | 186.45 | 46.62 | um | 46.62
| 225 | MeV | 32.1429 | 0.1503 | 7.112e-05 | 0.15037 | 5.91 | mm | 5910 | 246.55 | um | 246.55 | 57.4 | um | 57.4
| 250 | MeV | 35.7143 | 0.138 | 6.459e-05 | 0.13806 | 7.15 | mm | 7150 | 303.32 | um | 303.32 | 69.15 | um | 69.15
| 275 | MeV | 39.2857 | 0.1277 | 5.92e-05 | 0.12776 | 8.5 | mm | 8500 | 358.83 | um | 358.83 | 81.83 | um | 81.83
| 300 | MeV | 42.8571 | 0.1191 | 5.467e-05 | 0.11915 | 9.95 | mm | 9950 | 413.96 | um | 413.96 | 95.42 | um | 95.42
| 325 | MeV | 46.4286 | 0.1117 | 5.081e-05 | 0.11175 | 11.51 | mm | 11510 | 469.18 | um | 469.18 | 109.9 | um | 109.9
| 350 | MeV | 50 | 0.1052 | 4.748e-05 | 0.10525 | 13.16 | mm | 13160 | 524.74 | um | 524.74 | 125.25 | um | 125.25
| 375 | MeV | 53.5714 | 0.09963 | 4.457e-05 | 0.099675 | 14.9 | mm | 14900 | 580.77 | um | 580.77 | 141.43 | um | 141.43
| 400 | MeV | 57.1429 | 0.09466 | 4.201e-05 | 0.094702 | 16.75 | mm | 16750 | 637.34 | um | 637.34 | 158.45 | um | 158.45
| 450 | MeV | 64.2857 | 0.08628 | 3.77e-05 | 0.086318 | 20.71 | mm | 20710 | 850.03 | um | 850.03 | 194.88 | um | 194.88
| 500 | MeV | 71.4286 | 0.07948 | 3.422e-05 | 0.079514 | 25.03 | mm | 25030 | 1.05 | mm | 1050 | 234.39 | um | 234.39
| 550 | MeV | 78.5714 | 0.07384 | 3.135e-05 | 0.073871 | 29.7 | mm | 29700 | 1.24 | mm | 1240 | 276.85 | um | 276.85
| 600 | MeV | 85.7143 | 0.06908 | 2.894e-05 | 0.069109 | 34.71 | mm | 34710 | 1.43 | mm | 1430 | 322.14 | um | 322.14
| 650 | MeV | 92.8571 | 0.06502 | 2.689e-05 | 0.065047 | 40.05 | mm | 40050 | 1.62 | mm | 1620 | 370.14 | um | 370.14
| 700 | MeV | 100 | 0.0615 | 2.511e-05 | 0.061525 | 45.71 | mm | 45710 | 1.81 | mm | 1810 | 420.75 | um | 420.75
| 800 | MeV | 114.2857 | 0.05573 | 2.221e-05 | 0.055752 | 57.93 | mm | 57930 | 2.51 | mm | 2510 | 529.44 | um | 529.44
| 900 | MeV | 128.5714 | 0.05117 | 1.992e-05 | 0.05119 | 71.34 | mm | 71340 | 3.15 | mm | 3150 | 647.43 | um | 647.43
| 1 | GeV | 142.8571 | 0.04749 | 1.808e-05 | 0.047508 | 85.86 | mm | 85860 | 3.76 | mm | 3760 | 774.08 | um | 774.08
| 1.1 | GeV | 157.1429 | 0.04445 | 1.655e-05 | 0.044467 | 101.44 | mm | 101440 | 4.36 | mm | 4360 | 908.76 | um | 908.76
| 1.2 | GeV | 171.4286 | 0.04189 | 1.527e-05 | 0.041905 | 118.02 | mm | 118020 | 4.96 | mm | 4960 | 1.05 | mm | 1050
| 1.3 | GeV | 185.7143 | 0.03972 | 1.418e-05 | 0.039734 | 135.57 | mm | 135570 | 5.55 | mm | 5550 | 1.2 | mm | 1200
| 1.4 | GeV | 200 | 0.03784 | 1.324e-05 | 0.037853 | 154.03 | mm | 154030 | 6.14 | mm | 6140 | 1.36 | mm | 1360
| 1.5 | GeV | 214.2857 | 0.03621 | 1.243e-05 | 0.036222 | 173.37 | mm | 173370 | 6.73 | mm | 6730 | 1.52 | mm | 1520
| 1.6 | GeV | 228.5714 | 0.03478 | 1.171e-05 | 0.034792 | 193.53 | mm | 193530 | 7.31 | mm | 7310 | 1.68 | mm | 1680
| 1.7 | GeV | 242.8571 | 0.03351 | 1.107e-05 | 0.033521 | 214.5 | mm | 214500 | 7.9 | mm | 7900 | 1.86 | mm | 1860
| 1.8 | GeV | 257.1429 | 0.03238 | 1.05e-05 | 0.03239 | 236.23 | mm | 236230 | 8.48 | mm | 8480 | 2.04 | mm | 2040
| 2 | GeV | 285.7143 | 0.03045 | 9.519e-06 | 0.03046 | 281.83 | mm | 281830 | 10.67 | mm | 10670 | 2.4 | mm | 2400
| 2.25 | GeV | 321.4286 | 0.02852 | 8.534e-06 | 0.028529 | 342.56 | mm | 342560 | 13.71 | mm | 13710 | 2.89 | mm | 2890
| 2.5 | GeV | 357.1429 | 0.02697 | 7.739e-06 | 0.026978 | 407.08 | mm | 407080 | 16.48 | mm | 16480 | 3.39 | mm | 3390
| 2.75 | GeV | 392.8571 | 0.02571 | 7.084e-06 | 0.025717 | 475.04 | mm | 475040 | 19.1 | mm | 19100 | 3.92 | mm | 3920
| 3 | GeV | 428.5714 | 0.02466 | 6.534e-06 | 0.024667 | 546.1 | mm | 546100 | 21.6 | mm | 21600 | 4.46 | mm | 4460
| 3.25 | GeV | 464.2857 | 0.02378 | 6.065e-06 | 0.023786 | 619.98 | mm | 619980 | 24.01 | mm | 24010 | 5.01 | mm | 5010
| 3.5 | GeV | 500 | 0.02303 | 5.662e-06 | 0.023036 | 696.44 | mm | 696440 | 26.35 | mm | 26350 | 5.57 | mm | 5570
| 3.75 | GeV | 535.7143 | 0.02239 | 5.31e-06 | 0.022395 | 775.24 | mm | 775240 | 28.62 | mm | 28620 | 6.14 | mm | 6140
| 4 | GeV | 571.4286 | 0.02183 | 5e-06 | 0.021835 | 856.18 | mm | 856180 | 30.84 | mm | 30840 | 6.72 | mm | 6720
| 4.5 | GeV | 642.8571 | 0.02091 | 4.481e-06 | 0.020914 | 1.02 | m | 1020000 | 38.92 | mm | 38920 | 7.89 | mm | 7890
| 5 | GeV | 714.2857 | 0.02019 | 4.062e-06 | 0.020194 | 1.2 | m | 1200000 | 46.09 | mm | 46090 | 9.07 | mm | 9070
| 5.5 | GeV | 785.7143 | 0.01962 | 3.717e-06 | 0.019624 | 1.38 | m | 1380000 | 52.67 | mm | 52670 | 10.26 | mm | 10260
| 6 | GeV | 857.1429 | 0.01916 | 3.427e-06 | 0.019163 | 1.56 | m | 1560000 | 58.81 | mm | 58810 | 11.45 | mm | 11450
| 6.5 | GeV | 928.5714 | 0.01878 | 3.181e-06 | 0.018783 | 1.75 | m | 1750000 | 64.61 | mm | 64610 | 12.64 | mm | 12640
228 | 7 | GeV | 1000 | 0.01847 | 2.968e-06 | 0.018473 | 1.94 | m | 1940000 | 70.11 | mm | 70110 | 13.82 | mm | 13820

## srim7Li_EJ212
1 | 2 | 3 | 4 | 5 | 6 | 7 | 8 | 9 | 10 | 11 | 12 | 13 | 14 | 15 | 16
2 | "SRIMfit"data table | [9 empty] | please fill in |  | from SRIM output
3 | SRIM ver= | SRIM-2013.00 |  | Gas? |  | == Target Composition == |  |  |  |  | please change in |  | for appropriate value/formula
4 | Ion Z= | 3 |  |  | Atom | Atom | Atomic | Mass |  | Multiply Stopping by ; for Stopping Units
5 | Ion A= | 7 | amu |  | Name | Numb | [%] | [%] | unitID | Cnv. Factor |  |  |  | ThisWSname | srim7Li_EJ212
6 | Target= | EJ212 | short name |  | H | 1 | 52.38 | 8.45 | 1 | 10.23 | eV / Angstrom |  |  | Corded | Ayoshida.RIKEN 2017.11
7 |  | EJ-212 PL-Scinti |  |  | C | 6 | 47.62 | 91.55 | 2 | 102.3 | keV / micron
8 | Trg.Dens= | 1.023 | g/cm3 | [5 empty] | 3 | 102.3 | MeV / mm
9 |  | 9.8606e+22 | atoms/cm3 | [5 empty] | 4 | 1 | keV / (ug/cm2)
10 | BraggCrct= | -6.57% | [6 empty] | 5 | 1 | MeV / (mg/cm2)
11 |  | row# | SRIM E range | [5 empty] | 6 | 1000 | keV / (mg/cm2)
12 | Emin= | 20 | 0.07 | 10eV/A |  |  |  |  | 7 | 10.374 | eV / (1E15 atoms/cm2)
13 | Emax= | 228 | 7000000 | 1GeV/A |  |  |  |  | 8 | 0.47616 | L.S.S. reduced unit
14 | if Gas; Ptbl = |  | Pa |  |  |  | 100 | 100 | 0 | == 5 : MeV/(mg/cm2)
15 | if Gas; Ttbl = |  | degC | [5 empty] | ref) http://www.eljentechnology.com/index.php/products/plastic-scintillators/64-ej-212
16 |  |  |  |  | SRIM Stopping Power Unit = [MeV/(mg/cm2)] |  |  |  |  | Polyvinyltoluene C10H11 rho=1.023
17 | Ion |  |  | dE/dx Elec | dE/dx Nucl | dE/dx tot | Projected |  |  | Longitudinal |  |  | Lateral
18 | Energy |  | [MeV/u] | [MeV/(mg/cm2)] |  |  | Range |  | [um] | Straggling |  | [um] | Straggling |  | [um]
19
20 | 69.9999 | eV | 1e-05 | 0.03516 | 0.346 | 0.38116 | 16 | A | 0.0016 | 10 | A | 0.001 | 8 | A | 0.0008
| 79.9999 | eV | 1.1429e-05 | 0.03759 | 0.3592 | 0.39679 | 17 | A | 0.0017 | 11 | A | 0.0011 | 8 | A | 0.0008
| 89.9999 | eV | 1.2857e-05 | 0.03987 | 0.3707 | 0.41057 | 19 | A | 0.0019 | 12 | A | 0.0012 | 9 | A | 0.0009
| 99.9999 | eV | 1.4286e-05 | 0.04203 | 0.3809 | 0.42293 | 20 | A | 0.002 | 13 | A | 0.0013 | 9 | A | 0.0009
| 110 | eV | 1.5714e-05 | 0.04408 | 0.3899 | 0.43398 | 21 | A | 0.0021 | 13 | A | 0.0013 | 10 | A | 0.001
| 120 | eV | 1.7143e-05 | 0.04604 | 0.398 | 0.44404 | 23 | A | 0.0023 | 14 | A | 0.0014 | 10 | A | 0.001
| 130 | eV | 1.8571e-05 | 0.04792 | 0.4053 | 0.45322 | 24 | A | 0.0024 | 15 | A | 0.0015 | 11 | A | 0.0011
| 139.999 | eV | 2e-05 | 0.04973 | 0.412 | 0.46173 | 25 | A | 0.0025 | 16 | A | 0.0016 | 11 | A | 0.0011
| 149.999 | eV | 2.1428e-05 | 0.05147 | 0.418 | 0.46947 | 27 | A | 0.0027 | 16 | A | 0.0016 | 12 | A | 0.0012
| 159.999 | eV | 2.2857e-05 | 0.05316 | 0.4236 | 0.47676 | 28 | A | 0.0028 | 17 | A | 0.0017 | 12 | A | 0.0012
| 169.999 | eV | 2.4286e-05 | 0.0548 | 0.4287 | 0.4835 | 29 | A | 0.0029 | 18 | A | 0.0018 | 13 | A | 0.0013
| 179.999 | eV | 2.5714e-05 | 0.05639 | 0.4334 | 0.48979 | 30 | A | 0.003 | 18 | A | 0.0018 | 13 | A | 0.0013
| 199.999 | eV | 2.8571e-05 | 0.05944 | 0.4417 | 0.50114 | 33 | A | 0.0033 | 19 | A | 0.0019 | 14 | A | 0.0014
| 224.999 | eV | 3.2143e-05 | 0.06304 | 0.4505 | 0.51354 | 36 | A | 0.0036 | 21 | A | 0.0021 | 15 | A | 0.0015
| 249.999 | eV | 3.5714e-05 | 0.06645 | 0.4579 | 0.52435 | 39 | A | 0.0039 | 22 | A | 0.0022 | 16 | A | 0.0016
| 274.999 | eV | 3.9286e-05 | 0.0697 | 0.4642 | 0.5339 | 41 | A | 0.0041 | 24 | A | 0.0024 | 17 | A | 0.0017
| 299.999 | eV | 4.2857e-05 | 0.07279 | 0.4695 | 0.54229 | 44 | A | 0.0044 | 25 | A | 0.0025 | 19 | A | 0.0019
| 324.999 | eV | 4.6428e-05 | 0.07577 | 0.474 | 0.54977 | 47 | A | 0.0047 | 27 | A | 0.0027 | 20 | A | 0.002
| 349.999 | eV | 5e-05 | 0.07863 | 0.4778 | 0.55643 | 50 | A | 0.005 | 28 | A | 0.0028 | 21 | A | 0.0021
| 374.999 | eV | 5.3571e-05 | 0.08139 | 0.4811 | 0.56249 | 53 | A | 0.0053 | 30 | A | 0.003 | 22 | A | 0.0022
| 399.999 | eV | 5.7143e-05 | 0.08406 | 0.4839 | 0.56796 | 55 | A | 0.0055 | 31 | A | 0.0031 | 23 | A | 0.0023
| 449.999 | eV | 6.4286e-05 | 0.08915 | 0.4884 | 0.57755 | 61 | A | 0.0061 | 34 | A | 0.0034 | 24 | A | 0.0024
| 499.999 | eV | 7.1428e-05 | 0.09398 | 0.4915 | 0.58548 | 66 | A | 0.0066 | 36 | A | 0.0036 | 26 | A | 0.0026
| 549.999 | eV | 7.8571e-05 | 0.09856 | 0.4936 | 0.59216 | 72 | A | 0.0072 | 39 | A | 0.0039 | 28 | A | 0.0028
| 599.999 | eV | 8.5714e-05 | 0.1029 | 0.495 | 0.5979 | 77 | A | 0.0077 | 41 | A | 0.0041 | 30 | A | 0.003
| 649.999 | eV | 9.2857e-05 | 0.1072 | 0.4957 | 0.6029 | 82 | A | 0.0082 | 44 | A | 0.0044 | 32 | A | 0.0032
| 699.999 | eV | 0.0001 | 0.1112 | 0.496 | 0.6072 | 88 | A | 0.0088 | 46 | A | 0.0046 | 34 | A | 0.0034
| 799.999 | eV | 0.00011429 | 0.1189 | 0.4952 | 0.6141 | 99 | A | 0.0099 | 51 | A | 0.0051 | 37 | A | 0.0037
| 899.999 | eV | 0.00012857 | 0.1261 | 0.4933 | 0.6194 | 109 | A | 0.0109 | 56 | A | 0.0056 | 41 | A | 0.0041
| 999.999 | eV | 0.00014286 | 0.1329 | 0.4906 | 0.6235 | 120 | A | 0.012 | 61 | A | 0.0061 | 44 | A | 0.0044
| 1.1 | keV | 0.00015714 | 0.1394 | 0.4873 | 0.6267 | 131 | A | 0.0131 | 66 | A | 0.0066 | 47 | A | 0.0047
| 1.2 | keV | 0.00017143 | 0.1456 | 0.4836 | 0.6292 | 142 | A | 0.0142 | 71 | A | 0.0071 | 51 | A | 0.0051
| 1.3 | keV | 0.00018571 | 0.1515 | 0.4797 | 0.6312 | 152 | A | 0.0152 | 75 | A | 0.0075 | 54 | A | 0.0054
| 1.4 | keV | 0.0002 | 0.1573 | 0.4755 | 0.6328 | 163 | A | 0.0163 | 80 | A | 0.008 | 57 | A | 0.0057
| 1.5 | keV | 0.00021429 | 0.1628 | 0.4713 | 0.6341 | 174 | A | 0.0174 | 84 | A | 0.0084 | 61 | A | 0.0061
| 1.6 | keV | 0.00022857 | 0.1681 | 0.4669 | 0.635 | 185 | A | 0.0185 | 89 | A | 0.0089 | 64 | A | 0.0064
| 1.7 | keV | 0.00024286 | 0.1733 | 0.4625 | 0.6358 | 196 | A | 0.0196 | 94 | A | 0.0094 | 67 | A | 0.0067
| 1.8 | keV | 0.00025714 | 0.1783 | 0.4581 | 0.6364 | 207 | A | 0.0207 | 98 | A | 0.0098 | 70 | A | 0.007
| 2 | keV | 0.00028571 | 0.188 | 0.4493 | 0.6373 | 229 | A | 0.0229 | 107 | A | 0.0107 | 77 | A | 0.0077
| 2.25 | keV | 0.00032143 | 0.1994 | 0.4385 | 0.6379 | 257 | A | 0.0257 | 118 | A | 0.0118 | 85 | A | 0.0085
| 2.5 | keV | 0.00035714 | 0.2101 | 0.4281 | 0.6382 | 285 | A | 0.0285 | 129 | A | 0.0129 | 93 | A | 0.0093
| 2.75 | keV | 0.00039286 | 0.2204 | 0.418 | 0.6384 | 314 | A | 0.0314 | 140 | A | 0.014 | 101 | A | 0.0101
| 3 | keV | 0.00042857 | 0.2302 | 0.4084 | 0.6386 | 343 | A | 0.0343 | 150 | A | 0.015 | 109 | A | 0.0109
| 3.25 | keV | 0.00046429 | 0.2396 | 0.3993 | 0.6389 | 371 | A | 0.0371 | 161 | A | 0.0161 | 117 | A | 0.0117
| 3.5 | keV | 0.0005 | 0.2486 | 0.3905 | 0.6391 | 400 | A | 0.04 | 171 | A | 0.0171 | 124 | A | 0.0124
| 3.75 | keV | 0.00053571 | 0.2574 | 0.3822 | 0.6396 | 429 | A | 0.0429 | 181 | A | 0.0181 | 132 | A | 0.0132
| 4 | keV | 0.00057143 | 0.2658 | 0.3742 | 0.64 | 459 | A | 0.0459 | 191 | A | 0.0191 | 140 | A | 0.014
| 4.5 | keV | 0.00064286 | 0.2819 | 0.3594 | 0.6413 | 518 | A | 0.0518 | 210 | A | 0.021 | 155 | A | 0.0155
| 5 | keV | 0.00071429 | 0.2972 | 0.3458 | 0.643 | 577 | A | 0.0577 | 230 | A | 0.023 | 171 | A | 0.0171
| 5.5 | keV | 0.00078571 | 0.3117 | 0.3334 | 0.6451 | 637 | A | 0.0637 | 248 | A | 0.0248 | 186 | A | 0.0186
| 6 | keV | 0.00085714 | 0.3256 | 0.322 | 0.6476 | 697 | A | 0.0697 | 266 | A | 0.0266 | 201 | A | 0.0201
| 6.5 | keV | 0.00092857 | 0.3389 | 0.3114 | 0.6503 | 757 | A | 0.0757 | 284 | A | 0.0284 | 216 | A | 0.0216
| 7 | keV | 0.001 | 0.3517 | 0.3017 | 0.6534 | 817 | A | 0.0817 | 301 | A | 0.0301 | 231 | A | 0.0231
| 8 | keV | 0.0011429 | 0.3759 | 0.2842 | 0.6601 | 938 | A | 0.0938 | 334 | A | 0.0334 | 261 | A | 0.0261
| 9 | keV | 0.0012857 | 0.3987 | 0.2689 | 0.6676 | 1058 | A | 0.1058 | 365 | A | 0.0365 | 289 | A | 0.0289
| 10 | keV | 0.0014286 | 0.4203 | 0.2554 | 0.6757 | 1179 | A | 0.1179 | 395 | A | 0.0395 | 317 | A | 0.0317
| 11 | keV | 0.0015714 | 0.4408 | 0.2435 | 0.6843 | 1299 | A | 0.1299 | 423 | A | 0.0423 | 345 | A | 0.0345
| 12 | keV | 0.0017143 | 0.4604 | 0.2328 | 0.6932 | 1418 | A | 0.1418 | 450 | A | 0.045 | 371 | A | 0.0371
| 13 | keV | 0.0018571 | 0.4792 | 0.2231 | 0.7023 | 1537 | A | 0.1537 | 475 | A | 0.0475 | 397 | A | 0.0397
| 14 | keV | 0.002 | 0.4973 | 0.2144 | 0.7117 | 1654 | A | 0.1654 | 500 | A | 0.05 | 423 | A | 0.0423
| 15 | keV | 0.0021429 | 0.513 | 0.2064 | 0.7194 | 1771 | A | 0.1771 | 524 | A | 0.0524 | 448 | A | 0.0448
| 16 | keV | 0.0022857 | 0.5282 | 0.1991 | 0.7273 | 1888 | A | 0.1888 | 546 | A | 0.0546 | 472 | A | 0.0472
| 17 | keV | 0.0024286 | 0.543 | 0.1923 | 0.7353 | 2004 | A | 0.2004 | 568 | A | 0.0568 | 495 | A | 0.0495
| 18 | keV | 0.0025714 | 0.5574 | 0.1861 | 0.7435 | 2119 | A | 0.2119 | 589 | A | 0.0589 | 518 | A | 0.0518
| 20 | keV | 0.0028571 | 0.585 | 0.175 | 0.76 | 2347 | A | 0.2347 | 629 | A | 0.0629 | 563 | A | 0.0563
| 22.5 | keV | 0.0032143 | 0.6178 | 0.163 | 0.7808 | 2627 | A | 0.2627 | 675 | A | 0.0675 | 615 | A | 0.0615
| 25 | keV | 0.0035714 | 0.6491 | 0.1529 | 0.802 | 2902 | A | 0.2902 | 717 | A | 0.0717 | 665 | A | 0.0665
| 27.5 | keV | 0.0039286 | 0.6789 | 0.144 | 0.8229 | 3173 | A | 0.3173 | 756 | A | 0.0756 | 713 | A | 0.0713
| 30 | keV | 0.0042857 | 0.7076 | 0.1363 | 0.8439 | 3438 | A | 0.3438 | 792 | A | 0.0792 | 757 | A | 0.0757
| 32.5 | keV | 0.0046429 | 0.7352 | 0.1295 | 0.8647 | 3698 | A | 0.3698 | 826 | A | 0.0826 | 800 | A | 0.08
| 35 | keV | 0.005 | 0.762 | 0.1234 | 0.8854 | 3953 | A | 0.3953 | 857 | A | 0.0857 | 840 | A | 0.084
| 37.5 | keV | 0.0053571 | 0.7879 | 0.1179 | 0.9058 | 4203 | A | 0.4203 | 886 | A | 0.0886 | 879 | A | 0.0879
| 40 | keV | 0.0057143 | 0.8131 | 0.113 | 0.9261 | 4449 | A | 0.4449 | 913 | A | 0.0913 | 916 | A | 0.0916
| 45 | keV | 0.0064286 | 0.8616 | 0.1044 | 0.966 | 4928 | A | 0.4928 | 964 | A | 0.0964 | 985 | A | 0.0985
| 50 | keV | 0.0071429 | 0.9077 | 0.09712 | 1.0048 | 5391 | A | 0.5391 | 1009 | A | 0.1009 | 1048 | A | 0.1048
| 55 | keV | 0.0078571 | 0.9517 | 0.09094 | 1.0426 | 5839 | A | 0.5839 | 1049 | A | 0.1049 | 1107 | A | 0.1107
| 60 | keV | 0.0085714 | 0.9939 | 0.08558 | 1.0795 | 6273 | A | 0.6273 | 1085 | A | 0.1085 | 1161 | A | 0.1161
| 65 | keV | 0.0092857 | 1.034 | 0.08089 | 1.1149 | 6695 | A | 0.6695 | 1118 | A | 0.1118 | 1211 | A | 0.1211
| 70 | keV | 0.01 | 1.073 | 0.07674 | 1.1497 | 7105 | A | 0.7105 | 1148 | A | 0.1148 | 1258 | A | 0.1258
| 80 | keV | 0.011429 | 1.146 | 0.06972 | 1.2157 | 7894 | A | 0.7894 | 1204 | A | 0.1204 | 1344 | A | 0.1344
| 90 | keV | 0.012857 | 1.213 | 0.064 | 1.277 | 8646 | A | 0.8646 | 1251 | A | 0.1251 | 1420 | A | 0.142
| 100 | keV | 0.014286 | 1.275 | 0.05924 | 1.3342 | 9367 | A | 0.9367 | 1293 | A | 0.1293 | 1488 | A | 0.1488
| 110 | keV | 0.015714 | 1.332 | 0.0552 | 1.3872 | 1.01 | um | 1.01 | 1330 | A | 0.133 | 1550 | A | 0.155
| 120 | keV | 0.017143 | 1.386 | 0.05173 | 1.4377 | 1.07 | um | 1.07 | 1363 | A | 0.1363 | 1607 | A | 0.1607
| 130 | keV | 0.018571 | 1.437 | 0.04871 | 1.4857 | 1.14 | um | 1.14 | 1392 | A | 0.1392 | 1659 | A | 0.1659
| 140 | keV | 0.02 | 1.485 | 0.04606 | 1.5311 | 1.2 | um | 1.2 | 1419 | A | 0.1419 | 1707 | A | 0.1707
| 150 | keV | 0.021429 | 1.533 | 0.0437 | 1.5767 | 1.26 | um | 1.26 | 1444 | A | 0.1444 | 1752 | A | 0.1752
| 160 | keV | 0.022857 | 1.58 | 0.0416 | 1.6216 | 1.32 | um | 1.32 | 1466 | A | 0.1466 | 1794 | A | 0.1794
| 170 | keV | 0.024286 | 1.626 | 0.03971 | 1.6657 | 1.38 | um | 1.38 | 1487 | A | 0.1487 | 1833 | A | 0.1833
| 180 | keV | 0.025714 | 1.672 | 0.038 | 1.71 | 1.44 | um | 1.44 | 1507 | A | 0.1507 | 1870 | A | 0.187
| 200 | keV | 0.028571 | 1.765 | 0.03503 | 1.8 | 1.55 | um | 1.55 | 1545 | A | 0.1545 | 1937 | A | 0.1937
| 225 | keV | 0.032143 | 1.88 | 0.03196 | 1.912 | 1.68 | um | 1.68 | 1588 | A | 0.1588 | 2011 | A | 0.2011
| 250 | keV | 0.035714 | 1.994 | 0.02942 | 2.0234 | 1.8 | um | 1.8 | 1624 | A | 0.1624 | 2076 | A | 0.2076
| 275 | keV | 0.039286 | 2.106 | 0.02729 | 2.1333 | 1.91 | um | 1.91 | 1656 | A | 0.1656 | 2133 | A | 0.2133
| 300 | keV | 0.042857 | 2.216 | 0.02547 | 2.2415 | 2.03 | um | 2.03 | 1683 | A | 0.1683 | 2185 | A | 0.2185
| 325 | keV | 0.046429 | 2.322 | 0.0239 | 2.3459 | 2.13 | um | 2.13 | 1708 | A | 0.1708 | 2231 | A | 0.2231
| 350 | keV | 0.05 | 2.425 | 0.02253 | 2.4475 | 2.23 | um | 2.23 | 1729 | A | 0.1729 | 2272 | A | 0.2272
| 375 | keV | 0.053571 | 2.525 | 0.02131 | 2.5463 | 2.33 | um | 2.33 | 1749 | A | 0.1749 | 2310 | A | 0.231
| 400 | keV | 0.057143 | 2.62 | 0.02023 | 2.6402 | 2.42 | um | 2.42 | 1766 | A | 0.1766 | 2345 | A | 0.2345
| 450 | keV | 0.064286 | 2.799 | 0.0184 | 2.8174 | 2.6 | um | 2.6 | 1805 | A | 0.1805 | 2406 | A | 0.2406
| 500 | keV | 0.071429 | 2.961 | 0.01689 | 2.9779 | 2.77 | um | 2.77 | 1838 | A | 0.1838 | 2459 | A | 0.2459
| 550 | keV | 0.078571 | 3.108 | 0.01562 | 3.1236 | 2.93 | um | 2.93 | 1867 | A | 0.1867 | 2506 | A | 0.2506
| 600 | keV | 0.085714 | 3.239 | 0.01455 | 3.2535 | 3.08 | um | 3.08 | 1893 | A | 0.1893 | 2547 | A | 0.2547
| 650 | keV | 0.092857 | 3.356 | 0.01362 | 3.3696 | 3.23 | um | 3.23 | 1916 | A | 0.1916 | 2585 | A | 0.2585
| 700 | keV | 0.1 | 3.459 | 0.01282 | 3.4718 | 3.37 | um | 3.37 | 1937 | A | 0.1937 | 2619 | A | 0.2619
| 800 | keV | 0.11429 | 3.631 | 0.01148 | 3.6425 | 3.64 | um | 3.64 | 1993 | A | 0.1993 | 2679 | A | 0.2679
| 900 | keV | 0.12857 | 3.761 | 0.01041 | 3.7714 | 3.9 | um | 3.9 | 2042 | A | 0.2042 | 2731 | A | 0.2731
| 1 | MeV | 0.14286 | 3.858 | 0.009531 | 3.8675 | 4.16 | um | 4.16 | 2087 | A | 0.2087 | 2777 | A | 0.2777
| 1.1 | MeV | 0.15714 | 3.927 | 0.008801 | 3.9358 | 4.41 | um | 4.41 | 2128 | A | 0.2128 | 2819 | A | 0.2819
| 1.2 | MeV | 0.17143 | 3.974 | 0.008181 | 3.9822 | 4.66 | um | 4.66 | 2167 | A | 0.2167 | 2858 | A | 0.2858
| 1.3 | MeV | 0.18571 | 4.003 | 0.007648 | 4.0106 | 4.9 | um | 4.9 | 2204 | A | 0.2204 | 2894 | A | 0.2894
| 1.4 | MeV | 0.2 | 4.017 | 0.007185 | 4.0242 | 5.14 | um | 5.14 | 2240 | A | 0.224 | 2927 | A | 0.2927
| 1.5 | MeV | 0.21429 | 4.019 | 0.006778 | 4.0258 | 5.39 | um | 5.39 | 2275 | A | 0.2275 | 2960 | A | 0.296
| 1.6 | MeV | 0.22857 | 4.012 | 0.006417 | 4.0184 | 5.63 | um | 5.63 | 2309 | A | 0.2309 | 2990 | A | 0.299
| 1.7 | MeV | 0.24286 | 3.998 | 0.006096 | 4.0041 | 5.87 | um | 5.87 | 2342 | A | 0.2342 | 3020 | A | 0.302
| 1.8 | MeV | 0.25714 | 3.977 | 0.005807 | 3.9828 | 6.12 | um | 6.12 | 2375 | A | 0.2375 | 3049 | A | 0.3049
| 2 | MeV | 0.28571 | 3.923 | 0.005308 | 3.9283 | 6.61 | um | 6.61 | 2490 | A | 0.249 | 3104 | A | 0.3104
| 2.25 | MeV | 0.32143 | 3.839 | 0.0048 | 3.8438 | 7.24 | um | 7.24 | 2660 | A | 0.266 | 3170 | A | 0.317
| 2.5 | MeV | 0.35714 | 3.746 | 0.004386 | 3.7504 | 7.88 | um | 7.88 | 2826 | A | 0.2826 | 3235 | A | 0.3235
| 2.75 | MeV | 0.39286 | 3.65 | 0.004042 | 3.654 | 8.54 | um | 8.54 | 2991 | A | 0.2991 | 3298 | A | 0.3298
| 3 | MeV | 0.42857 | 3.552 | 0.00375 | 3.5558 | 9.22 | um | 9.22 | 3155 | A | 0.3155 | 3360 | A | 0.336
| 3.25 | MeV | 0.46429 | 3.455 | 0.0035 | 3.4585 | 9.91 | um | 9.91 | 3319 | A | 0.3319 | 3423 | A | 0.3423
| 3.5 | MeV | 0.5 | 3.36 | 0.003283 | 3.3633 | 10.63 | um | 10.63 | 3483 | A | 0.3483 | 3486 | A | 0.3486
| 3.75 | MeV | 0.53571 | 3.268 | 0.003093 | 3.2711 | 11.37 | um | 11.37 | 3649 | A | 0.3649 | 3550 | A | 0.355
| 4 | MeV | 0.57143 | 3.179 | 0.002925 | 3.1819 | 12.12 | um | 12.12 | 3817 | A | 0.3817 | 3614 | A | 0.3614
| 4.5 | MeV | 0.64286 | 3.01 | 0.002641 | 3.0126 | 13.7 | um | 13.7 | 4446 | A | 0.4446 | 3747 | A | 0.3747
| 5 | MeV | 0.71429 | 2.854 | 0.002409 | 2.8564 | 15.37 | um | 15.37 | 5056 | A | 0.5056 | 3886 | A | 0.3886
| 5.5 | MeV | 0.78571 | 2.712 | 0.002217 | 2.7142 | 17.12 | um | 17.12 | 5656 | A | 0.5656 | 4031 | A | 0.4031
| 6 | MeV | 0.85714 | 2.582 | 0.002055 | 2.5841 | 18.97 | um | 18.97 | 6253 | A | 0.6253 | 4183 | A | 0.4183
| 6.5 | MeV | 0.92857 | 2.464 | 0.001916 | 2.4659 | 20.91 | um | 20.91 | 6850 | A | 0.685 | 4344 | A | 0.4344
| 7 | MeV | 1 | 2.357 | 0.001796 | 2.3588 | 22.93 | um | 22.93 | 7449 | A | 0.7449 | 4513 | A | 0.4513
| 8 | MeV | 1.1429 | 2.169 | 0.001597 | 2.1706 | 27.25 | um | 27.25 | 9679 | A | 0.9679 | 4876 | A | 0.4876
| 9 | MeV | 1.2857 | 2.01 | 0.00144 | 2.0114 | 31.93 | um | 31.93 | 1.18 | um | 1.18 | 5275 | A | 0.5275
| 10 | MeV | 1.4286 | 1.875 | 0.001313 | 1.8763 | 36.97 | um | 36.97 | 1.38 | um | 1.38 | 5710 | A | 0.571
| 11 | MeV | 1.5714 | 1.759 | 0.001207 | 1.7602 | 42.35 | um | 42.35 | 1.58 | um | 1.58 | 6181 | A | 0.6181
| 12 | MeV | 1.7143 | 1.657 | 0.001117 | 1.6581 | 48.07 | um | 48.07 | 1.78 | um | 1.78 | 6687 | A | 0.6687
| 13 | MeV | 1.8571 | 1.568 | 0.001041 | 1.569 | 54.13 | um | 54.13 | 1.98 | um | 1.98 | 7227 | A | 0.7227
| 14 | MeV | 2 | 1.489 | 0.000975 | 1.49 | 60.52 | um | 60.52 | 2.18 | um | 2.18 | 7800 | A | 0.78
| 15 | MeV | 2.1429 | 1.428 | 0.0009171 | 1.4289 | 67.22 | um | 67.22 | 2.38 | um | 2.38 | 8405 | A | 0.8405
| 16 | MeV | 2.2857 | 1.367 | 0.0008661 | 1.3679 | 74.21 | um | 74.21 | 2.59 | um | 2.59 | 9039 | A | 0.9039
| 17 | MeV | 2.4286 | 1.305 | 0.0008206 | 1.3058 | 81.53 | um | 81.53 | 2.79 | um | 2.79 | 9704 | A | 0.9704
| 18 | MeV | 2.5714 | 1.247 | 0.00078 | 1.2478 | 89.18 | um | 89.18 | 3 | um | 3 | 1.04 | um | 1.04
| 20 | MeV | 2.8571 | 1.147 | 0.0007102 | 1.1477 | 105.52 | um | 105.52 | 3.8 | um | 3.8 | 1.19 | um | 1.19
| 22.5 | MeV | 3.2143 | 1.045 | 0.0006394 | 1.0456 | 127.83 | um | 127.83 | 4.95 | um | 4.95 | 1.39 | um | 1.39
| 25 | MeV | 3.5714 | 0.9605 | 0.000582 | 0.96108 | 152.22 | um | 152.22 | 6.05 | um | 6.05 | 1.62 | um | 1.62
| 27.5 | MeV | 3.9286 | 0.8901 | 0.0005344 | 0.89063 | 178.64 | um | 178.64 | 7.13 | um | 7.13 | 1.86 | um | 1.86
| 30 | MeV | 4.2857 | 0.8302 | 0.0004944 | 0.83069 | 207.06 | um | 207.06 | 8.2 | um | 8.2 | 2.12 | um | 2.12
| 32.5 | MeV | 4.6429 | 0.7785 | 0.0004602 | 0.77896 | 237.45 | um | 237.45 | 9.27 | um | 9.27 | 2.4 | um | 2.4
| 35 | MeV | 5 | 0.7335 | 0.0004306 | 0.73393 | 269.78 | um | 269.78 | 10.36 | um | 10.36 | 2.69 | um | 2.69
| 37.5 | MeV | 5.3571 | 0.6939 | 0.0004047 | 0.6943 | 304.02 | um | 304.02 | 11.45 | um | 11.45 | 3 | um | 3
| 40 | MeV | 5.7143 | 0.6586 | 0.000382 | 0.65898 | 340.16 | um | 340.16 | 12.56 | um | 12.56 | 3.33 | um | 3.33
| 45 | MeV | 6.4286 | 0.5988 | 0.0003436 | 0.59914 | 417.97 | um | 417.97 | 16.74 | um | 16.74 | 4.04 | um | 4.04
| 50 | MeV | 7.1429 | 0.5497 | 0.0003125 | 0.55001 | 503.14 | um | 503.14 | 20.67 | um | 20.67 | 4.81 | um | 4.81
| 55 | MeV | 7.8571 | 0.5087 | 0.0002868 | 0.50899 | 595.54 | um | 595.54 | 24.5 | um | 24.5 | 5.65 | um | 5.65
| 60 | MeV | 8.5714 | 0.4739 | 0.0002651 | 0.47417 | 695.05 | um | 695.05 | 28.3 | um | 28.3 | 6.54 | um | 6.54
| 65 | MeV | 9.2857 | 0.4439 | 0.0002466 | 0.44415 | 801.58 | um | 801.58 | 32.11 | um | 32.11 | 7.5 | um | 7.5
| 70 | MeV | 10 | 0.4178 | 0.0002306 | 0.41803 | 915.04 | um | 915.04 | 35.95 | um | 35.95 | 8.52 | um | 8.52
| 80 | MeV | 11.4286 | 0.3745 | 0.0002044 | 0.3747 | 1.16 | mm | 1160 | 50.25 | um | 50.25 | 10.73 | um | 10.73
| 90 | MeV | 12.8571 | 0.34 | 0.0001837 | 0.34018 | 1.44 | mm | 1440 | 63.56 | um | 63.56 | 13.17 | um | 13.17
| 100 | MeV | 14.2857 | 0.3118 | 0.000167 | 0.31197 | 1.74 | mm | 1740 | 76.55 | um | 76.55 | 15.83 | um | 15.83
| 110 | MeV | 15.7143 | 0.2883 | 0.0001531 | 0.28845 | 2.06 | mm | 2060 | 89.49 | um | 89.49 | 18.7 | um | 18.7
| 120 | MeV | 17.1429 | 0.2684 | 0.0001415 | 0.26854 | 2.41 | mm | 2410 | 102.5 | um | 102.5 | 21.79 | um | 21.79
| 130 | MeV | 18.5714 | 0.2513 | 0.0001316 | 0.25143 | 2.79 | mm | 2790 | 115.65 | um | 115.65 | 25.09 | um | 25.09
| 140 | MeV | 20 | 0.2364 | 0.000123 | 0.23652 | 3.19 | mm | 3190 | 128.97 | um | 128.97 | 28.6 | um | 28.6
| 150 | MeV | 21.4286 | 0.2234 | 0.0001155 | 0.22352 | 3.62 | mm | 3620 | 142.48 | um | 142.48 | 32.31 | um | 32.31
| 160 | MeV | 22.8571 | 0.2119 | 0.0001089 | 0.21201 | 4.07 | mm | 4070 | 156.2 | um | 156.2 | 36.21 | um | 36.21
| 170 | MeV | 24.2857 | 0.2016 | 0.000103 | 0.2017 | 4.54 | mm | 4540 | 170.12 | um | 170.12 | 40.32 | um | 40.32
| 180 | MeV | 25.7143 | 0.1923 | 9.781e-05 | 0.1924 | 5.03 | mm | 5030 | 184.25 | um | 184.25 | 44.62 | um | 44.62
| 200 | MeV | 28.5714 | 0.1764 | 8.884e-05 | 0.17649 | 6.1 | mm | 6100 | 238.08 | um | 238.08 | 53.78 | um | 53.78
| 225 | MeV | 32.1429 | 0.1602 | 7.978e-05 | 0.16028 | 7.55 | mm | 7550 | 315.08 | um | 315.08 | 66.29 | um | 66.29
| 250 | MeV | 35.7143 | 0.147 | 7.245e-05 | 0.14707 | 9.14 | mm | 9140 | 387.83 | um | 387.83 | 79.92 | um | 79.92
| 275 | MeV | 39.2857 | 0.1361 | 6.64e-05 | 0.13617 | 10.87 | mm | 10870 | 458.96 | um | 458.96 | 94.65 | um | 94.65
| 300 | MeV | 42.8571 | 0.1268 | 6.132e-05 | 0.12686 | 12.73 | mm | 12730 | 529.64 | um | 529.64 | 110.44 | um | 110.44
| 325 | MeV | 46.4286 | 0.1189 | 5.698e-05 | 0.11896 | 14.72 | mm | 14720 | 600.43 | um | 600.43 | 127.27 | um | 127.27
| 350 | MeV | 50 | 0.1121 | 5.324e-05 | 0.11215 | 16.83 | mm | 16830 | 671.67 | um | 671.67 | 145.11 | um | 145.11
| 375 | MeV | 53.5714 | 0.106 | 4.997e-05 | 0.10605 | 19.08 | mm | 19080 | 743.52 | um | 743.52 | 163.94 | um | 163.94
| 400 | MeV | 57.1429 | 0.1007 | 4.71e-05 | 0.10075 | 21.44 | mm | 21440 | 816.08 | um | 816.08 | 183.74 | um | 183.74
| 450 | MeV | 64.2857 | 0.09179 | 4.227e-05 | 0.091832 | 26.52 | mm | 26520 | 1.09 | mm | 1090 | 226.14 | um | 226.14
| 500 | MeV | 71.4286 | 0.08452 | 3.837e-05 | 0.084558 | 32.07 | mm | 32070 | 1.34 | mm | 1340 | 272.16 | um | 272.16
| 550 | MeV | 78.5714 | 0.0785 | 3.515e-05 | 0.078535 | 38.07 | mm | 38070 | 1.59 | mm | 1590 | 321.63 | um | 321.63
| 600 | MeV | 85.7143 | 0.07343 | 3.244e-05 | 0.073462 | 44.51 | mm | 44510 | 1.84 | mm | 1840 | 374.42 | um | 374.42
| 650 | MeV | 92.8571 | 0.0691 | 3.014e-05 | 0.06913 | 51.37 | mm | 51370 | 2.08 | mm | 2080 | 430.39 | um | 430.39
| 700 | MeV | 100 | 0.06535 | 2.815e-05 | 0.065378 | 58.64 | mm | 58640 | 2.32 | mm | 2320 | 489.42 | um | 489.42
| 800 | MeV | 114.2857 | 0.05919 | 2.489e-05 | 0.059215 | 74.36 | mm | 74360 | 3.22 | mm | 3220 | 616.24 | um | 616.24
| 900 | MeV | 128.5714 | 0.05433 | 2.232e-05 | 0.054352 | 91.59 | mm | 91590 | 4.04 | mm | 4040 | 753.99 | um | 753.99
| 1 | GeV | 142.8571 | 0.05041 | 2.025e-05 | 0.05043 | 110.27 | mm | 110270 | 4.83 | mm | 4830 | 901.9 | um | 901.9
| 1.1 | GeV | 157.1429 | 0.04717 | 1.855e-05 | 0.047189 | 130.32 | mm | 130320 | 5.61 | mm | 5610 | 1.06 | mm | 1060
| 1.2 | GeV | 171.4286 | 0.04445 | 1.711e-05 | 0.044467 | 151.66 | mm | 151660 | 6.37 | mm | 6370 | 1.23 | mm | 1230
| 1.3 | GeV | 185.7143 | 0.04213 | 1.589e-05 | 0.042146 | 174.25 | mm | 174250 | 7.14 | mm | 7140 | 1.4 | mm | 1400
| 1.4 | GeV | 200 | 0.04013 | 1.484e-05 | 0.040145 | 198.02 | mm | 198020 | 7.89 | mm | 7890 | 1.58 | mm | 1580
| 1.5 | GeV | 214.2857 | 0.03839 | 1.392e-05 | 0.038404 | 222.92 | mm | 222920 | 8.65 | mm | 8650 | 1.77 | mm | 1770
| 1.6 | GeV | 228.5714 | 0.03686 | 1.311e-05 | 0.036873 | 248.9 | mm | 248900 | 9.4 | mm | 9400 | 1.97 | mm | 1970
| 1.7 | GeV | 242.8571 | 0.03551 | 1.24e-05 | 0.035522 | 275.91 | mm | 275910 | 10.16 | mm | 10160 | 2.17 | mm | 2170
| 1.8 | GeV | 257.1429 | 0.03431 | 1.176e-05 | 0.034322 | 303.91 | mm | 303910 | 10.91 | mm | 10910 | 2.38 | mm | 2380
| 2 | GeV | 285.7143 | 0.03226 | 1.066e-05 | 0.032271 | 362.68 | mm | 362680 | 13.73 | mm | 13730 | 2.81 | mm | 2810
| 2.25 | GeV | 321.4286 | 0.0302 | 9.558e-06 | 0.03021 | 440.99 | mm | 440990 | 17.66 | mm | 17660 | 3.38 | mm | 3380
| 2.5 | GeV | 357.1429 | 0.02855 | 8.667e-06 | 0.028559 | 524.21 | mm | 524210 | 21.24 | mm | 21240 | 3.97 | mm | 3970
| 2.75 | GeV | 392.8571 | 0.02721 | 7.932e-06 | 0.027218 | 611.89 | mm | 611890 | 24.61 | mm | 24610 | 4.58 | mm | 4580
| 3 | GeV | 428.5714 | 0.02609 | 7.316e-06 | 0.026097 | 703.62 | mm | 703620 | 27.83 | mm | 27830 | 5.22 | mm | 5220
| 3.25 | GeV | 464.2857 | 0.02515 | 6.791e-06 | 0.025157 | 799.01 | mm | 799010 | 30.95 | mm | 30950 | 5.86 | mm | 5860
| 3.5 | GeV | 500 | 0.02435 | 6.339e-06 | 0.024356 | 897.76 | mm | 897760 | 33.97 | mm | 33970 | 6.52 | mm | 6520
| 3.75 | GeV | 535.7143 | 0.02366 | 5.945e-06 | 0.023666 | 999.57 | mm | 999570 | 36.91 | mm | 36910 | 7.19 | mm | 7190
| 4 | GeV | 571.4286 | 0.02306 | 5.598e-06 | 0.023066 | 1.1 | m | 1100000 | 39.79 | mm | 39790 | 7.87 | mm | 7870
| 4.5 | GeV | 642.8571 | 0.02208 | 5.016e-06 | 0.022085 | 1.32 | m | 1320000 | 50.25 | mm | 50250 | 9.25 | mm | 9250
| 5 | GeV | 714.2857 | 0.02131 | 4.547e-06 | 0.021315 | 1.55 | m | 1550000 | 59.53 | mm | 59530 | 10.64 | mm | 10640
| 5.5 | GeV | 785.7143 | 0.0207 | 4.161e-06 | 0.020704 | 1.78 | m | 1780000 | 68.05 | mm | 68050 | 12.04 | mm | 12040
| 6 | GeV | 857.1429 | 0.0202 | 3.836e-06 | 0.020204 | 2.02 | m | 2020000 | 76.02 | mm | 76020 | 13.45 | mm | 13450
| 6.5 | GeV | 928.5714 | 0.01979 | 3.56e-06 | 0.019794 | 2.26 | m | 2260000 | 83.54 | mm | 83540 | 14.85 | mm | 14850
228 | 7 | GeV | 1000 | 0.01946 | 3.322e-06 | 0.019463 | 2.51 | m | 2510000 | 90.69 | mm | 90690 | 16.25 | mm | 16250

## srim7Li_Havar
1 | 2 | 3 | 4 | 5 | 6 | 7 | 8 | 9 | 10 | 11 | 12 | 13 | 14 | 15 | 16
2 | "SRIMfit"data table | [9 empty] | please fill in |  | from SRIM output
3 | SRIM ver= | SRIM-2013.00 |  | Gas? |  | == Target Composition == |  |  |  |  | please change in |  | for appropriate value/formula
4 | Ion Z= | 3 |  |  | Atom | Atom | Atomic | Mass |  | Multiply Stopping by ; for Stopping Units
5 | Ion A= | 7 | amu |  | Name | Numb | [%] | [%] | unitID | Cnv. Factor |  |  |  | ThisWSname | srim7Li_Havar
6 | Target= | Havar | short name |  | C | 6 | 0.96 | 0.2 | 1 | 82.997 | eV / Angstrom |  |  | Corded | Ayoshida.RIKEN 2017.11
7 |  | Havar(ICRU-470) |  |  | Cr | 24 | 22.29 | 20.01 | 2 | 829.97 | keV / micron
8 | Trg.Dens= | 8.3 | g/cm3 |  | Mn | 25 | 1.69 | 1.6 | 3 | 829.97 | MeV / mm
9 |  | 8.6304e+22 | atoms/cm3 |  | Fe | 26 | 18.11 | 17.47 | 4 | 1 | keV / (ug/cm2)
10 | BraggCrct= | 0% |  |  | Co | 27 | 41.78 | 42.52 | 5 | 1 | MeV / (mg/cm2)
11 |  | row# | SRIM E range |  | Ni | 28 | 12.83 | 13 | 6 | 1000 | keV / (mg/cm2)
12 | Emin= | 20 | 0.07 | 10eV/A | Mo | 42 | 1.45 | 2.4 | 7 | 96.168 | eV / (1E15 atoms/cm2)
13 | Emax= | 228 | 7000000 | 1GeV/A | W | 74 | 0.88 | 2.79 | 8 | 4.3697 | L.S.S. reduced unit
14 | if Gas; Ptbl = |  | Pa |  |  |  | 99.99 | 99.99 | 0 | == 5 : MeV/(mg/cm2)
15 | if Gas; Ttbl = |  | degC
16 |  |  |  |  | SRIM Stopping Power Unit = [MeV/(mg/cm2)] |  |  |  | Numbered Compounds : Havar (ICRU-470)
17 | Ion |  |  | dE/dx Elec | dE/dx Nucl | dE/dx tot | Projected |  |  | Longitudinal |  |  | Lateral
18 | Energy |  | [MeV/u] | [MeV/(mg/cm2)] |  |  | Range |  | [um] | Straggling |  | [um] | Straggling |  | [um]
19
20 | 69.9999 | eV | 1e-05 | 0.009653 | 0.03266 | 0.042313 | 5 | A | 0.0005 | 9 | A | 0.0009 | 7 | A | 0.0007
| 79.9999 | eV | 1.1429e-05 | 0.01032 | 0.03448 | 0.0448 | 6 | A | 0.0006 | 10 | A | 0.001 | 7 | A | 0.0007
| 89.9999 | eV | 1.2857e-05 | 0.01095 | 0.03613 | 0.04708 | 6 | A | 0.0006 | 11 | A | 0.0011 | 8 | A | 0.0008
| 99.9999 | eV | 1.4286e-05 | 0.01154 | 0.03764 | 0.04918 | 7 | A | 0.0007 | 11 | A | 0.0011 | 8 | A | 0.0008
| 110 | eV | 1.5714e-05 | 0.0121 | 0.03903 | 0.05113 | 7 | A | 0.0007 | 12 | A | 0.0012 | 9 | A | 0.0009
| 120 | eV | 1.7143e-05 | 0.01264 | 0.04032 | 0.05296 | 7 | A | 0.0007 | 12 | A | 0.0012 | 9 | A | 0.0009
| 130 | eV | 1.8571e-05 | 0.01316 | 0.04151 | 0.05467 | 8 | A | 0.0008 | 13 | A | 0.0013 | 9 | A | 0.0009
| 139.999 | eV | 2e-05 | 0.01365 | 0.04263 | 0.05628 | 8 | A | 0.0008 | 13 | A | 0.0013 | 10 | A | 0.001
| 149.999 | eV | 2.1428e-05 | 0.01413 | 0.04369 | 0.05782 | 9 | A | 0.0009 | 14 | A | 0.0014 | 10 | A | 0.001
| 159.999 | eV | 2.2857e-05 | 0.01459 | 0.04468 | 0.05927 | 9 | A | 0.0009 | 14 | A | 0.0014 | 11 | A | 0.0011
| 169.999 | eV | 2.4286e-05 | 0.01504 | 0.04561 | 0.06065 | 9 | A | 0.0009 | 15 | A | 0.0015 | 11 | A | 0.0011
| 179.999 | eV | 2.5714e-05 | 0.01548 | 0.0465 | 0.06198 | 10 | A | 0.001 | 15 | A | 0.0015 | 11 | A | 0.0011
| 199.999 | eV | 2.8571e-05 | 0.01632 | 0.04814 | 0.06446 | 10 | A | 0.001 | 16 | A | 0.0016 | 12 | A | 0.0012
| 224.999 | eV | 3.2143e-05 | 0.01731 | 0.04999 | 0.0673 | 11 | A | 0.0011 | 17 | A | 0.0017 | 13 | A | 0.0013
| 249.999 | eV | 3.5714e-05 | 0.01824 | 0.05164 | 0.06988 | 12 | A | 0.0012 | 19 | A | 0.0019 | 14 | A | 0.0014
| 274.999 | eV | 3.9286e-05 | 0.01913 | 0.05314 | 0.07227 | 13 | A | 0.0013 | 20 | A | 0.002 | 14 | A | 0.0014
| 299.999 | eV | 4.2857e-05 | 0.01998 | 0.0545 | 0.07448 | 14 | A | 0.0014 | 21 | A | 0.0021 | 15 | A | 0.0015
| 324.999 | eV | 4.6428e-05 | 0.0208 | 0.05575 | 0.07655 | 14 | A | 0.0014 | 22 | A | 0.0022 | 16 | A | 0.0016
| 349.999 | eV | 5e-05 | 0.02159 | 0.05691 | 0.0785 | 15 | A | 0.0015 | 23 | A | 0.0023 | 17 | A | 0.0017
| 374.999 | eV | 5.3571e-05 | 0.02234 | 0.05797 | 0.08031 | 16 | A | 0.0016 | 24 | A | 0.0024 | 17 | A | 0.0017
| 399.999 | eV | 5.7143e-05 | 0.02308 | 0.05896 | 0.08204 | 17 | A | 0.0017 | 25 | A | 0.0025 | 18 | A | 0.0018
| 449.999 | eV | 6.4286e-05 | 0.02448 | 0.06074 | 0.08522 | 18 | A | 0.0018 | 26 | A | 0.0026 | 20 | A | 0.002
| 499.999 | eV | 7.1428e-05 | 0.0258 | 0.06231 | 0.08811 | 19 | A | 0.0019 | 28 | A | 0.0028 | 21 | A | 0.0021
| 549.999 | eV | 7.8571e-05 | 0.02706 | 0.06369 | 0.09075 | 21 | A | 0.0021 | 30 | A | 0.003 | 22 | A | 0.0022
| 599.999 | eV | 8.5714e-05 | 0.02826 | 0.06493 | 0.09319 | 22 | A | 0.0022 | 32 | A | 0.0032 | 23 | A | 0.0023
| 649.999 | eV | 9.2857e-05 | 0.02942 | 0.06604 | 0.09546 | 24 | A | 0.0024 | 33 | A | 0.0033 | 25 | A | 0.0025
| 699.999 | eV | 0.0001 | 0.03053 | 0.06704 | 0.09757 | 25 | A | 0.0025 | 35 | A | 0.0035 | 26 | A | 0.0026
| 799.999 | eV | 0.00011429 | 0.03263 | 0.06878 | 0.10141 | 28 | A | 0.0028 | 38 | A | 0.0038 | 28 | A | 0.0028
| 899.999 | eV | 0.00012857 | 0.03461 | 0.07023 | 0.10484 | 30 | A | 0.003 | 41 | A | 0.0041 | 31 | A | 0.0031
| 999.999 | eV | 0.00014286 | 0.03649 | 0.07145 | 0.10794 | 33 | A | 0.0033 | 44 | A | 0.0044 | 33 | A | 0.0033
| 1.1 | keV | 0.00015714 | 0.03827 | 0.07249 | 0.11076 | 35 | A | 0.0035 | 47 | A | 0.0047 | 35 | A | 0.0035
| 1.2 | keV | 0.00017143 | 0.03997 | 0.07338 | 0.11335 | 38 | A | 0.0038 | 50 | A | 0.005 | 37 | A | 0.0037
| 1.3 | keV | 0.00018571 | 0.0416 | 0.07415 | 0.11575 | 41 | A | 0.0041 | 53 | A | 0.0053 | 40 | A | 0.004
| 1.4 | keV | 0.0002 | 0.04317 | 0.07481 | 0.11798 | 43 | A | 0.0043 | 56 | A | 0.0056 | 42 | A | 0.0042
| 1.5 | keV | 0.00021429 | 0.04469 | 0.07538 | 0.12007 | 46 | A | 0.0046 | 59 | A | 0.0059 | 44 | A | 0.0044
| 1.6 | keV | 0.00022857 | 0.04615 | 0.07587 | 0.12202 | 48 | A | 0.0048 | 61 | A | 0.0061 | 46 | A | 0.0046
| 1.7 | keV | 0.00024286 | 0.04757 | 0.0763 | 0.12387 | 51 | A | 0.0051 | 64 | A | 0.0064 | 48 | A | 0.0048
| 1.8 | keV | 0.00025714 | 0.04895 | 0.07666 | 0.12561 | 53 | A | 0.0053 | 67 | A | 0.0067 | 50 | A | 0.005
| 2 | keV | 0.00028571 | 0.0516 | 0.07725 | 0.12885 | 58 | A | 0.0058 | 72 | A | 0.0072 | 54 | A | 0.0054
| 2.25 | keV | 0.00032143 | 0.05473 | 0.07776 | 0.13249 | 65 | A | 0.0065 | 78 | A | 0.0078 | 59 | A | 0.0059
| 2.5 | keV | 0.00035714 | 0.05769 | 0.07808 | 0.13577 | 71 | A | 0.0071 | 85 | A | 0.0085 | 63 | A | 0.0063
| 2.75 | keV | 0.00039286 | 0.0605 | 0.07825 | 0.13875 | 77 | A | 0.0077 | 91 | A | 0.0091 | 68 | A | 0.0068
| 3 | keV | 0.00042857 | 0.06319 | 0.07831 | 0.1415 | 83 | A | 0.0083 | 97 | A | 0.0097 | 73 | A | 0.0073
| 3.25 | keV | 0.00046429 | 0.06578 | 0.07828 | 0.14406 | 90 | A | 0.009 | 103 | A | 0.0103 | 77 | A | 0.0077
| 3.5 | keV | 0.0005 | 0.06826 | 0.07817 | 0.14643 | 96 | A | 0.0096 | 109 | A | 0.0109 | 82 | A | 0.0082
| 3.75 | keV | 0.00053571 | 0.07065 | 0.07801 | 0.14866 | 102 | A | 0.0102 | 115 | A | 0.0115 | 86 | A | 0.0086
| 4 | keV | 0.00057143 | 0.07297 | 0.0778 | 0.15077 | 109 | A | 0.0109 | 121 | A | 0.0121 | 90 | A | 0.009
| 4.5 | keV | 0.00064286 | 0.0774 | 0.07727 | 0.15467 | 121 | A | 0.0121 | 133 | A | 0.0133 | 99 | A | 0.0099
| 5 | keV | 0.00071429 | 0.08158 | 0.07663 | 0.15821 | 134 | A | 0.0134 | 143 | A | 0.0143 | 108 | A | 0.0108
| 5.5 | keV | 0.00078571 | 0.08557 | 0.07592 | 0.16149 | 147 | A | 0.0147 | 154 | A | 0.0154 | 116 | A | 0.0116
| 6 | keV | 0.00085714 | 0.08937 | 0.07517 | 0.16454 | 160 | A | 0.016 | 165 | A | 0.0165 | 124 | A | 0.0124
| 6.5 | keV | 0.00092857 | 0.09302 | 0.07438 | 0.1674 | 173 | A | 0.0173 | 176 | A | 0.0176 | 132 | A | 0.0132
| 7 | keV | 0.001 | 0.09653 | 0.07359 | 0.17012 | 186 | A | 0.0186 | 186 | A | 0.0186 | 140 | A | 0.014
| 8 | keV | 0.0011429 | 0.1032 | 0.07197 | 0.17517 | 212 | A | 0.0212 | 206 | A | 0.0206 | 156 | A | 0.0156
| 9 | keV | 0.0012857 | 0.1095 | 0.07037 | 0.17987 | 238 | A | 0.0238 | 226 | A | 0.0226 | 172 | A | 0.0172
| 10 | keV | 0.0014286 | 0.1154 | 0.06881 | 0.18421 | 265 | A | 0.0265 | 245 | A | 0.0245 | 187 | A | 0.0187
| 11 | keV | 0.0015714 | 0.121 | 0.06729 | 0.18829 | 292 | A | 0.0292 | 264 | A | 0.0264 | 202 | A | 0.0202
| 12 | keV | 0.0017143 | 0.1264 | 0.06583 | 0.19223 | 319 | A | 0.0319 | 282 | A | 0.0282 | 217 | A | 0.0217
| 13 | keV | 0.0018571 | 0.1316 | 0.06443 | 0.19603 | 346 | A | 0.0346 | 300 | A | 0.03 | 231 | A | 0.0231
| 14 | keV | 0.002 | 0.1365 | 0.06309 | 0.19959 | 373 | A | 0.0373 | 317 | A | 0.0317 | 245 | A | 0.0245
| 15 | keV | 0.0021429 | 0.1418 | 0.0618 | 0.2036 | 401 | A | 0.0401 | 334 | A | 0.0334 | 259 | A | 0.0259
| 16 | keV | 0.0022857 | 0.147 | 0.06057 | 0.20757 | 428 | A | 0.0428 | 350 | A | 0.035 | 273 | A | 0.0273
| 17 | keV | 0.0024286 | 0.152 | 0.0594 | 0.2114 | 455 | A | 0.0455 | 366 | A | 0.0366 | 286 | A | 0.0286
| 18 | keV | 0.0025714 | 0.1569 | 0.05827 | 0.21517 | 483 | A | 0.0483 | 382 | A | 0.0382 | 300 | A | 0.03
| 20 | keV | 0.0028571 | 0.1664 | 0.05615 | 0.22255 | 538 | A | 0.0538 | 412 | A | 0.0412 | 326 | A | 0.0326
| 22.5 | keV | 0.0032143 | 0.1776 | 0.05374 | 0.23134 | 606 | A | 0.0606 | 448 | A | 0.0448 | 357 | A | 0.0357
| 25 | keV | 0.0035714 | 0.1882 | 0.05156 | 0.23976 | 675 | A | 0.0675 | 482 | A | 0.0482 | 387 | A | 0.0387
| 27.5 | keV | 0.0039286 | 0.1982 | 0.04958 | 0.24778 | 743 | A | 0.0743 | 515 | A | 0.0515 | 416 | A | 0.0416
| 30 | keV | 0.0042857 | 0.2077 | 0.04777 | 0.25547 | 810 | A | 0.081 | 546 | A | 0.0546 | 444 | A | 0.0444
| 32.5 | keV | 0.0046429 | 0.2168 | 0.04611 | 0.26291 | 878 | A | 0.0878 | 575 | A | 0.0575 | 471 | A | 0.0471
| 35 | keV | 0.005 | 0.2255 | 0.04458 | 0.27008 | 945 | A | 0.0945 | 603 | A | 0.0603 | 497 | A | 0.0497
| 37.5 | keV | 0.0053571 | 0.2341 | 0.04316 | 0.27726 | 1012 | A | 0.1012 | 630 | A | 0.063 | 522 | A | 0.0522
| 40 | keV | 0.0057143 | 0.2425 | 0.04185 | 0.28435 | 1078 | A | 0.1078 | 656 | A | 0.0656 | 547 | A | 0.0547
| 45 | keV | 0.0064286 | 0.2592 | 0.03949 | 0.29869 | 1210 | A | 0.121 | 704 | A | 0.0704 | 594 | A | 0.0594
| 50 | keV | 0.0071429 | 0.2752 | 0.03742 | 0.31262 | 1339 | A | 0.1339 | 748 | A | 0.0748 | 638 | A | 0.0638
| 55 | keV | 0.0078571 | 0.2906 | 0.03559 | 0.32619 | 1466 | A | 0.1466 | 789 | A | 0.0789 | 679 | A | 0.0679
| 60 | keV | 0.0085714 | 0.3053 | 0.03396 | 0.33926 | 1591 | A | 0.1591 | 827 | A | 0.0827 | 719 | A | 0.0719
| 65 | keV | 0.0092857 | 0.3196 | 0.0325 | 0.3521 | 1714 | A | 0.1714 | 862 | A | 0.0862 | 756 | A | 0.0756
| 70 | keV | 0.01 | 0.3334 | 0.03118 | 0.36458 | 1835 | A | 0.1835 | 896 | A | 0.0896 | 792 | A | 0.0792
| 80 | keV | 0.011429 | 0.3598 | 0.02887 | 0.38867 | 2070 | A | 0.207 | 955 | A | 0.0955 | 858 | A | 0.0858
| 90 | keV | 0.012857 | 0.3848 | 0.02693 | 0.41173 | 2298 | A | 0.2298 | 1009 | A | 0.1009 | 919 | A | 0.0919
| 100 | keV | 0.014286 | 0.4088 | 0.02527 | 0.43407 | 2519 | A | 0.2519 | 1056 | A | 0.1056 | 975 | A | 0.0975
| 110 | keV | 0.015714 | 0.4316 | 0.02383 | 0.45543 | 2733 | A | 0.2733 | 1099 | A | 0.1099 | 1026 | A | 0.1026
| 120 | keV | 0.017143 | 0.4536 | 0.02257 | 0.47617 | 2941 | A | 0.2941 | 1137 | A | 0.1137 | 1074 | A | 0.1074
| 130 | keV | 0.018571 | 0.4748 | 0.02145 | 0.49625 | 3144 | A | 0.3144 | 1173 | A | 0.1173 | 1119 | A | 0.1119
| 140 | keV | 0.02 | 0.4953 | 0.02045 | 0.51575 | 3341 | A | 0.3341 | 1205 | A | 0.1205 | 1160 | A | 0.116
| 150 | keV | 0.021429 | 0.5151 | 0.01956 | 0.53466 | 3533 | A | 0.3533 | 1235 | A | 0.1235 | 1199 | A | 0.1199
| 160 | keV | 0.022857 | 0.5343 | 0.01875 | 0.55305 | 3720 | A | 0.372 | 1262 | A | 0.1262 | 1236 | A | 0.1236
| 170 | keV | 0.024286 | 0.5529 | 0.01801 | 0.57091 | 3903 | A | 0.3903 | 1287 | A | 0.1287 | 1271 | A | 0.1271
| 180 | keV | 0.025714 | 0.5711 | 0.01733 | 0.58843 | 4082 | A | 0.4082 | 1311 | A | 0.1311 | 1304 | A | 0.1304
| 200 | keV | 0.028571 | 0.6059 | 0.01614 | 0.62204 | 4429 | A | 0.4429 | 1354 | A | 0.1354 | 1365 | A | 0.1365
| 225 | keV | 0.032143 | 0.6471 | 0.01489 | 0.66199 | 4843 | A | 0.4843 | 1401 | A | 0.1401 | 1433 | A | 0.1433
| 250 | keV | 0.035714 | 0.6859 | 0.01384 | 0.69974 | 5239 | A | 0.5239 | 1441 | A | 0.1441 | 1494 | A | 0.1494
| 275 | keV | 0.039286 | 0.7226 | 0.01294 | 0.73554 | 5618 | A | 0.5618 | 1477 | A | 0.1477 | 1549 | A | 0.1549
| 300 | keV | 0.042857 | 0.7574 | 0.01217 | 0.76957 | 5984 | A | 0.5984 | 1508 | A | 0.1508 | 1600 | A | 0.16
| 325 | keV | 0.046429 | 0.7905 | 0.01149 | 0.80199 | 6336 | A | 0.6336 | 1536 | A | 0.1536 | 1646 | A | 0.1646
| 350 | keV | 0.05 | 0.8219 | 0.01089 | 0.83279 | 6677 | A | 0.6677 | 1561 | A | 0.1561 | 1688 | A | 0.1688
| 375 | keV | 0.053571 | 0.852 | 0.01036 | 0.86236 | 7007 | A | 0.7007 | 1584 | A | 0.1584 | 1727 | A | 0.1727
| 400 | keV | 0.057143 | 0.8806 | 0.009884 | 0.89048 | 7328 | A | 0.7328 | 1605 | A | 0.1605 | 1764 | A | 0.1764
| 450 | keV | 0.064286 | 0.9342 | 0.009063 | 0.94326 | 7946 | A | 0.7946 | 1643 | A | 0.1643 | 1831 | A | 0.1831
| 500 | keV | 0.071429 | 0.9832 | 0.00838 | 0.99158 | 8536 | A | 0.8536 | 1676 | A | 0.1676 | 1890 | A | 0.189
| 550 | keV | 0.078571 | 1.028 | 0.007802 | 1.0358 | 9102 | A | 0.9102 | 1704 | A | 0.1704 | 1943 | A | 0.1943
| 600 | keV | 0.085714 | 1.07 | 0.007306 | 1.0773 | 9647 | A | 0.9647 | 1730 | A | 0.173 | 1991 | A | 0.1991
| 650 | keV | 0.092857 | 1.108 | 0.006875 | 1.1149 | 1.02 | um | 1.02 | 1752 | A | 0.1752 | 2035 | A | 0.2035
| 700 | keV | 0.1 | 1.143 | 0.006497 | 1.1495 | 1.07 | um | 1.07 | 1773 | A | 0.1773 | 2075 | A | 0.2075
| 800 | keV | 0.11429 | 1.205 | 0.005863 | 1.2109 | 1.17 | um | 1.17 | 1811 | A | 0.1811 | 2148 | A | 0.2148
| 900 | keV | 0.12857 | 1.259 | 0.005351 | 1.2644 | 1.26 | um | 1.26 | 1844 | A | 0.1844 | 2212 | A | 0.2212
| 1 | MeV | 0.14286 | 1.304 | 0.004928 | 1.3089 | 1.35 | um | 1.35 | 1872 | A | 0.1872 | 2270 | A | 0.227
| 1.1 | MeV | 0.15714 | 1.342 | 0.004573 | 1.3466 | 1.44 | um | 1.44 | 1898 | A | 0.1898 | 2322 | A | 0.2322
| 1.2 | MeV | 0.17143 | 1.375 | 0.004269 | 1.3793 | 1.53 | um | 1.53 | 1921 | A | 0.1921 | 2370 | A | 0.237
| 1.3 | MeV | 0.18571 | 1.402 | 0.004007 | 1.406 | 1.61 | um | 1.61 | 1942 | A | 0.1942 | 2415 | A | 0.2415
| 1.4 | MeV | 0.2 | 1.424 | 0.003777 | 1.4278 | 1.7 | um | 1.7 | 1962 | A | 0.1962 | 2456 | A | 0.2456
| 1.5 | MeV | 0.21429 | 1.443 | 0.003574 | 1.4466 | 1.78 | um | 1.78 | 1981 | A | 0.1981 | 2496 | A | 0.2496
| 1.6 | MeV | 0.22857 | 1.458 | 0.003394 | 1.4614 | 1.86 | um | 1.86 | 1998 | A | 0.1998 | 2533 | A | 0.2533
| 1.7 | MeV | 0.24286 | 1.47 | 0.003233 | 1.4732 | 1.94 | um | 1.94 | 2014 | A | 0.2014 | 2569 | A | 0.2569
| 1.8 | MeV | 0.25714 | 1.479 | 0.003087 | 1.4821 | 2.02 | um | 2.02 | 2030 | A | 0.203 | 2603 | A | 0.2603
| 2 | MeV | 0.28571 | 1.491 | 0.002835 | 1.4938 | 2.18 | um | 2.18 | 2066 | A | 0.2066 | 2668 | A | 0.2668
| 2.25 | MeV | 0.32143 | 1.495 | 0.002576 | 1.4976 | 2.38 | um | 2.38 | 2111 | A | 0.2111 | 2744 | A | 0.2744
| 2.5 | MeV | 0.35714 | 1.491 | 0.002363 | 1.4934 | 2.58 | um | 2.58 | 2154 | A | 0.2154 | 2816 | A | 0.2816
| 2.75 | MeV | 0.39286 | 1.481 | 0.002185 | 1.4832 | 2.78 | um | 2.78 | 2195 | A | 0.2195 | 2884 | A | 0.2884
| 3 | MeV | 0.42857 | 1.466 | 0.002034 | 1.468 | 2.99 | um | 2.99 | 2235 | A | 0.2235 | 2951 | A | 0.2951
| 3.25 | MeV | 0.46429 | 1.448 | 0.001904 | 1.4499 | 3.19 | um | 3.19 | 2275 | A | 0.2275 | 3015 | A | 0.3015
| 3.5 | MeV | 0.5 | 1.428 | 0.001791 | 1.4298 | 3.4 | um | 3.4 | 2314 | A | 0.2314 | 3079 | A | 0.3079
| 3.75 | MeV | 0.53571 | 1.407 | 0.001691 | 1.4087 | 3.61 | um | 3.61 | 2353 | A | 0.2353 | 3142 | A | 0.3142
| 4 | MeV | 0.57143 | 1.384 | 0.001603 | 1.3856 | 3.82 | um | 3.82 | 2392 | A | 0.2392 | 3204 | A | 0.3204
| 4.5 | MeV | 0.64286 | 1.338 | 0.001452 | 1.3395 | 4.26 | um | 4.26 | 2508 | A | 0.2508 | 3328 | A | 0.3328
| 5 | MeV | 0.71429 | 1.293 | 0.00133 | 1.2943 | 4.72 | um | 4.72 | 2626 | A | 0.2626 | 3452 | A | 0.3452
| 5.5 | MeV | 0.78571 | 1.248 | 0.001227 | 1.2492 | 5.19 | um | 5.19 | 2746 | A | 0.2746 | 3578 | A | 0.3578
| 6 | MeV | 0.85714 | 1.205 | 0.001141 | 1.2061 | 5.68 | um | 5.68 | 2867 | A | 0.2867 | 3707 | A | 0.3707
| 6.5 | MeV | 0.92857 | 1.164 | 0.001066 | 1.1651 | 6.19 | um | 6.19 | 2992 | A | 0.2992 | 3838 | A | 0.3838
| 7 | MeV | 1 | 1.125 | 0.001001 | 1.126 | 6.71 | um | 6.71 | 3119 | A | 0.3119 | 3972 | A | 0.3972
| 8 | MeV | 1.1429 | 1.055 | 0.0008937 | 1.0559 | 7.81 | um | 7.81 | 3555 | A | 0.3555 | 4252 | A | 0.4252
| 9 | MeV | 1.2857 | 0.9919 | 0.0008084 | 0.99271 | 8.99 | um | 8.99 | 3992 | A | 0.3992 | 4547 | A | 0.4547
| 10 | MeV | 1.4286 | 0.9363 | 0.0007388 | 0.93704 | 10.23 | um | 10.23 | 4433 | A | 0.4433 | 4860 | A | 0.486
| 11 | MeV | 1.5714 | 0.8867 | 0.0006808 | 0.88738 | 11.55 | um | 11.55 | 4880 | A | 0.488 | 5190 | A | 0.519
| 12 | MeV | 1.7143 | 0.8425 | 0.0006318 | 0.84313 | 12.94 | um | 12.94 | 5333 | A | 0.5333 | 5539 | A | 0.5539
| 13 | MeV | 1.8571 | 0.8027 | 0.0005898 | 0.80329 | 14.4 | um | 14.4 | 5794 | A | 0.5794 | 5905 | A | 0.5905
| 14 | MeV | 2 | 0.7668 | 0.0005533 | 0.76735 | 15.93 | um | 15.93 | 6262 | A | 0.6262 | 6289 | A | 0.6289
| 15 | MeV | 2.1429 | 0.7376 | 0.0005213 | 0.73812 | 17.53 | um | 17.53 | 6736 | A | 0.6736 | 6691 | A | 0.6691
| 16 | MeV | 2.2857 | 0.7085 | 0.000493 | 0.70899 | 19.2 | um | 19.2 | 7215 | A | 0.7215 | 7109 | A | 0.7109
| 17 | MeV | 2.4286 | 0.68 | 0.0004678 | 0.68047 | 20.93 | um | 20.93 | 7703 | A | 0.7703 | 7545 | A | 0.7545
| 18 | MeV | 2.5714 | 0.6554 | 0.0004452 | 0.65585 | 22.73 | um | 22.73 | 8199 | A | 0.8199 | 7997 | A | 0.7997
| 20 | MeV | 2.8571 | 0.612 | 0.0004062 | 0.61241 | 26.52 | um | 26.52 | 9962 | A | 0.9962 | 8953 | A | 0.8953
| 22.5 | MeV | 3.2143 | 0.5662 | 0.0003667 | 0.56657 | 31.63 | um | 31.63 | 1.25 | um | 1.25 | 1.02 | um | 1.02
| 25 | MeV | 3.5714 | 0.5276 | 0.0003345 | 0.52793 | 37.13 | um | 37.13 | 1.49 | um | 1.49 | 1.16 | um | 1.16
| 27.5 | MeV | 3.9286 | 0.4945 | 0.0003077 | 0.49481 | 43.02 | um | 43.02 | 1.73 | um | 1.73 | 1.31 | um | 1.31
| 30 | MeV | 4.2857 | 0.4659 | 0.0002852 | 0.46619 | 49.28 | um | 49.28 | 1.96 | um | 1.96 | 1.47 | um | 1.47
| 32.5 | MeV | 4.6429 | 0.4408 | 0.0002658 | 0.44107 | 55.92 | um | 55.92 | 2.2 | um | 2.2 | 1.63 | um | 1.63
| 35 | MeV | 5 | 0.4186 | 0.0002491 | 0.41885 | 62.92 | um | 62.92 | 2.43 | um | 2.43 | 1.8 | um | 1.8
| 37.5 | MeV | 5.3571 | 0.3988 | 0.0002344 | 0.39903 | 70.28 | um | 70.28 | 2.67 | um | 2.67 | 1.99 | um | 1.99
| 40 | MeV | 5.7143 | 0.381 | 0.0002215 | 0.38122 | 77.99 | um | 77.99 | 2.91 | um | 2.91 | 2.17 | um | 2.17
| 45 | MeV | 6.4286 | 0.3503 | 0.0001997 | 0.3505 | 94.45 | um | 94.45 | 3.77 | um | 3.77 | 2.58 | um | 2.58
| 50 | MeV | 7.1429 | 0.3247 | 0.0001819 | 0.32488 | 112.29 | um | 112.29 | 4.59 | um | 4.59 | 3.01 | um | 3.01
| 55 | MeV | 7.8571 | 0.303 | 0.0001672 | 0.30317 | 131.46 | um | 131.46 | 5.38 | um | 5.38 | 3.47 | um | 3.47
| 60 | MeV | 8.5714 | 0.2844 | 0.0001548 | 0.28455 | 151.95 | um | 151.95 | 6.16 | um | 6.16 | 3.96 | um | 3.96
| 65 | MeV | 9.2857 | 0.2681 | 0.0001442 | 0.26824 | 173.74 | um | 173.74 | 6.94 | um | 6.94 | 4.48 | um | 4.48
| 70 | MeV | 10 | 0.2538 | 0.000135 | 0.25394 | 196.8 | um | 196.8 | 7.73 | um | 7.73 | 5.03 | um | 5.03
| 80 | MeV | 11.4286 | 0.2298 | 0.0001199 | 0.22992 | 246.62 | um | 246.62 | 10.57 | um | 10.57 | 6.2 | um | 6.2
| 90 | MeV | 12.8571 | 0.2104 | 0.000108 | 0.21051 | 301.34 | um | 301.34 | 13.21 | um | 13.21 | 7.48 | um | 7.48
| 100 | MeV | 14.2857 | 0.1944 | 9.83e-05 | 0.1945 | 360.84 | um | 360.84 | 15.78 | um | 15.78 | 8.86 | um | 8.86
| 110 | MeV | 15.7143 | 0.1808 | 9.028e-05 | 0.18089 | 425.02 | um | 425.02 | 18.33 | um | 18.33 | 10.34 | um | 10.34
| 120 | MeV | 17.1429 | 0.1693 | 8.352e-05 | 0.16938 | 493.79 | um | 493.79 | 20.89 | um | 20.89 | 11.91 | um | 11.91
| 130 | MeV | 18.5714 | 0.1593 | 7.774e-05 | 0.15938 | 567.08 | um | 567.08 | 23.47 | um | 23.47 | 13.58 | um | 13.58
| 140 | MeV | 20 | 0.1505 | 7.275e-05 | 0.15057 | 644.8 | um | 644.8 | 26.07 | um | 26.07 | 15.34 | um | 15.34
| 150 | MeV | 21.4286 | 0.1428 | 6.839e-05 | 0.14287 | 726.88 | um | 726.88 | 28.71 | um | 28.71 | 17.19 | um | 17.19
| 160 | MeV | 22.8571 | 0.1359 | 6.454e-05 | 0.13596 | 813.27 | um | 813.27 | 31.38 | um | 31.38 | 19.13 | um | 19.13
| 170 | MeV | 24.2857 | 0.1297 | 6.112e-05 | 0.12976 | 903.91 | um | 903.91 | 34.09 | um | 34.09 | 21.15 | um | 21.15
| 180 | MeV | 25.7143 | 0.1241 | 5.806e-05 | 0.12416 | 998.73 | um | 998.73 | 36.83 | um | 36.83 | 23.26 | um | 23.26
| 200 | MeV | 28.5714 | 0.1145 | 5.281e-05 | 0.11455 | 1.2 | mm | 1200 | 46.98 | um | 46.98 | 27.74 | um | 27.74
| 225 | MeV | 32.1429 | 0.1046 | 4.749e-05 | 0.10465 | 1.48 | mm | 1480 | 61.45 | um | 61.45 | 33.79 | um | 33.79
| 250 | MeV | 35.7143 | 0.09646 | 4.319e-05 | 0.096503 | 1.78 | mm | 1780 | 75.13 | um | 75.13 | 40.34 | um | 40.34
| 275 | MeV | 39.2857 | 0.08966 | 3.963e-05 | 0.0897 | 2.1 | mm | 2100 | 88.49 | um | 88.49 | 47.36 | um | 47.36
| 300 | MeV | 42.8571 | 0.08388 | 3.663e-05 | 0.083917 | 2.45 | mm | 2450 | 101.75 | um | 101.75 | 54.85 | um | 54.85
| 325 | MeV | 46.4286 | 0.0789 | 3.407e-05 | 0.078934 | 2.82 | mm | 2820 | 115 | um | 115 | 62.79 | um | 62.79
| 350 | MeV | 50 | 0.07457 | 3.186e-05 | 0.074602 | 3.21 | mm | 3210 | 128.33 | um | 128.33 | 71.17 | um | 71.17
| 375 | MeV | 53.5714 | 0.07076 | 2.993e-05 | 0.07079 | 3.62 | mm | 3620 | 141.75 | um | 141.75 | 79.97 | um | 79.97
| 400 | MeV | 57.1429 | 0.06738 | 2.823e-05 | 0.067408 | 4.06 | mm | 4060 | 155.3 | um | 155.3 | 89.19 | um | 89.19
| 450 | MeV | 64.2857 | 0.06166 | 2.537e-05 | 0.061685 | 4.99 | mm | 4990 | 205.2 | um | 205.2 | 108.84 | um | 108.84
| 500 | MeV | 71.4286 | 0.05699 | 2.306e-05 | 0.057013 | 6.01 | mm | 6010 | 251.86 | um | 251.86 | 130.03 | um | 130.03
| 550 | MeV | 78.5714 | 0.0531 | 2.114e-05 | 0.053121 | 7.1 | mm | 7100 | 297.1 | um | 297.1 | 152.7 | um | 152.7
| 600 | MeV | 85.7143 | 0.0498 | 1.953e-05 | 0.04982 | 8.27 | mm | 8270 | 341.69 | um | 341.69 | 176.78 | um | 176.78
| 650 | MeV | 92.8571 | 0.04698 | 1.816e-05 | 0.046998 | 9.52 | mm | 9520 | 386.05 | um | 386.05 | 202.22 | um | 202.22
| 700 | MeV | 100 | 0.04453 | 1.697e-05 | 0.044547 | 10.83 | mm | 10830 | 430.38 | um | 430.38 | 228.95 | um | 228.95
| 800 | MeV | 114.2857 | 0.04048 | 1.503e-05 | 0.040495 | 13.67 | mm | 13670 | 591.56 | um | 591.56 | 286.1 | um | 286.1
| 900 | MeV | 128.5714 | 0.03728 | 1.35e-05 | 0.037294 | 16.77 | mm | 16770 | 739.66 | um | 739.66 | 347.85 | um | 347.85
| 1 | GeV | 142.8571 | 0.03468 | 1.226e-05 | 0.034692 | 20.11 | mm | 20110 | 881.9 | um | 881.9 | 413.87 | um | 413.87
| 1.1 | GeV | 157.1429 | 0.03253 | 1.123e-05 | 0.032541 | 23.7 | mm | 23700 | 1.02 | mm | 1020 | 483.83 | um | 483.83
| 1.2 | GeV | 171.4286 | 0.03072 | 1.037e-05 | 0.03073 | 27.51 | mm | 27510 | 1.16 | mm | 1160 | 557.45 | um | 557.45
| 1.3 | GeV | 185.7143 | 0.02917 | 9.641e-06 | 0.02918 | 31.53 | mm | 31530 | 1.3 | mm | 1300 | 634.49 | um | 634.49
| 1.4 | GeV | 200 | 0.02783 | 9.008e-06 | 0.027839 | 35.76 | mm | 35760 | 1.43 | mm | 1430 | 714.69 | um | 714.69
| 1.5 | GeV | 214.2857 | 0.02666 | 8.456e-06 | 0.026668 | 40.17 | mm | 40170 | 1.57 | mm | 1570 | 797.84 | um | 797.84
| 1.6 | GeV | 228.5714 | 0.02564 | 7.97e-06 | 0.025648 | 44.78 | mm | 44780 | 1.7 | mm | 1700 | 883.73 | um | 883.73
| 1.7 | GeV | 242.8571 | 0.02473 | 7.539e-06 | 0.024738 | 49.56 | mm | 49560 | 1.84 | mm | 1840 | 972.19 | um | 972.19
| 1.8 | GeV | 257.1429 | 0.02392 | 7.153e-06 | 0.023927 | 54.51 | mm | 54510 | 1.97 | mm | 1970 | 1.06 | mm | 1060
| 2 | GeV | 285.7143 | 0.02254 | 6.493e-06 | 0.022546 | 64.88 | mm | 64880 | 2.47 | mm | 2470 | 1.25 | mm | 1250
| 2.25 | GeV | 321.4286 | 0.02115 | 5.827e-06 | 0.021156 | 78.67 | mm | 78670 | 3.16 | mm | 3160 | 1.5 | mm | 1500
| 2.5 | GeV | 357.1429 | 0.02003 | 5.289e-06 | 0.020035 | 93.3 | mm | 93300 | 3.79 | mm | 3790 | 1.75 | mm | 1750
| 2.75 | GeV | 392.8571 | 0.01912 | 4.844e-06 | 0.019125 | 108.68 | mm | 108680 | 4.38 | mm | 4380 | 2.02 | mm | 2020
| 3 | GeV | 428.5714 | 0.01837 | 4.471e-06 | 0.018374 | 124.74 | mm | 124740 | 4.95 | mm | 4950 | 2.29 | mm | 2290
| 3.25 | GeV | 464.2857 | 0.01773 | 4.153e-06 | 0.017734 | 141.42 | mm | 141420 | 5.49 | mm | 5490 | 2.57 | mm | 2570
| 3.5 | GeV | 500 | 0.01719 | 3.879e-06 | 0.017194 | 158.66 | mm | 158660 | 6.03 | mm | 6030 | 2.85 | mm | 2850
| 3.75 | GeV | 535.7143 | 0.01673 | 3.639e-06 | 0.016734 | 176.41 | mm | 176410 | 6.54 | mm | 6540 | 3.14 | mm | 3140
| 4 | GeV | 571.4286 | 0.01632 | 3.429e-06 | 0.016323 | 194.63 | mm | 194630 | 7.05 | mm | 7050 | 3.42 | mm | 3420
| 4.5 | GeV | 642.8571 | 0.01566 | 3.075e-06 | 0.015663 | 232.28 | mm | 232280 | 8.86 | mm | 8860 | 4.01 | mm | 4010
| 5 | GeV | 714.2857 | 0.01515 | 2.79e-06 | 0.015153 | 271.38 | mm | 271380 | 10.47 | mm | 10470 | 4.6 | mm | 4600
| 5.5 | GeV | 785.7143 | 0.01474 | 2.555e-06 | 0.014743 | 311.67 | mm | 311670 | 11.94 | mm | 11940 | 5.19 | mm | 5190
| 6 | GeV | 857.1429 | 0.01441 | 2.357e-06 | 0.014412 | 352.99 | mm | 352990 | 13.32 | mm | 13320 | 5.78 | mm | 5780
| 6.5 | GeV | 928.5714 | 0.01414 | 2.189e-06 | 0.014142 | 395.17 | mm | 395170 | 14.62 | mm | 14620 | 6.37 | mm | 6370
228 | 7 | GeV | 1000 | 0.01392 | 2.043e-06 | 0.013922 | 438.09 | mm | 438090 | 15.85 | mm | 15850 | 6.96 | mm | 6960